## Instructions
LSLI Template Instructions
Detailed Inventory Add detailed service line information using the webform or Excel Template. Recommendations if using Excel Template: 1) Save a copy of the workbook to your hard drive or network drive. Consider adding the system PWS ID or other system identifier to the file name (e.g., Inventory Template_TX0000000) and indicating in the file name if this is the "initial" inventory or "update1", "update2", etc. 2) Each row in this worksheet represents one service line connecting the water main to the customer's plumbing. The worksheet is organized into sections: - Location Information - System-Owned Portion - Customer-Owned Portion - Other Potential Sources of Lead - Additional Information to Assign Tap Monitoring Tiering - Lead Service Line Replacement (LSLR) 3) Columns with aqua shading are required by the EPA LCRR. As explained in more detail on each field, entries for each field can either be selected from a dropdown menu or will require manual entry.

## LSLI
Location Information | [7 empty] | System-Owned Portion |  |  |  | Customer-Owned Portion |  |  | Entire Service Line | Other Potential Sources of Lead |  |  | Additional Information to Assign Tap Monitoring Tiering |  |  |  |  | Lead Service Line Replacement (LSLR)
Unique Service Line ID* | Street Number | Street Name* | City* | Zip Code* | Other Location Identifier | GPS Coordinate - Latitude (decimal degrees) | GPS Coordinates - Longitude (decimal degrees) | System-Owned Portion Service Line Material Classification* | If Non-Lead, Was Material Ever Previously Lead? | Service Line Installation Date | Notes | Customer-Owned Portion Service Line Material Classification* | Service Line Installation Date | Notes | Entire Service Line Material Classification (by Water System) | Is there a Lead Connector? | Is there Lead Solder in the Service Line? | List Other Fittings and Equipment Connected to the Service Line that Contain Lead | Building Type Connected to Service Line | Point-of-Entry or Point-of-Use Treatment Present? | Does the Interior Building Plumbing Contain Copper Pipes with Lead Solder Installed Before July 1, 1988? | Current LCR Sampling Site? | Sample Site Selection Criteria (Site Tier) | Date of System-Owned LSLR | Date of Customer-Owned LSLR
1 | 14231 | W FM 174 | Windthorst | 76389 |  | 33.5727627 | -98.4342291 | Non-Lead - Plastic | No | After 2014 | Non-Lead - Plastic Main to Non-Lead - Copper to meter | Non-Lead - Plastic | Before 1989 | n/a | Non-Lead | No | No |  | Building | No | Unknown | No
2 | 14244 | W FM 174 | Windthorst | 76389 |  | 33.5734066 | -98.4335910 | Non-Lead - Plastic | No | Before 1989 | Non-Lead - Plastic Main to Non-Lead - Copper to meter | Non-Lead - Plastic | Before 1989 | n/a | Non-Lead | No | No |  | Single Family Residence | No | Unknown | No
3 | 14126 | W FM 174 | Windthorst | 76389 |  | 33.5728348 | -98.4319072 | Non-Lead - Plastic | No | Before 1989 | Non-Lead - Plastic Main to Non-Lead - Copper to meter | Non-Lead - Plastic | Before 1989 | n/a | Non-Lead | No | No |  | Single Family Residence | No | Unknown | Yes | Tier 1
4 | 121 | Berend Acres #1 | Windthorst | 76389 |  | 33.5727684 | -98.4293589 | Non-Lead - Plastic | No | Before 1989 | Non-Lead - Plastic Main to Non-Lead - Copper to meter | Non-Lead - Plastic | Before 1989 | n/a | Non-Lead | No | No |  | Single Family Residence | No | Unknown | Yes | Tier 1
5 | 135 | Berend Acres #1 | Windthorst | 76389 |  | 33.5731419 | -98.4293814 | Non-Lead - Plastic | No | Before 1989 | Non-Lead - Plastic Main to Non-Lead - Copper to meter | Non-Lead - Plastic | Before 1989 | n/a | Non-Lead | No | No |  | Single Family Residence | No | Unknown | No
6 | 151 | Berend Acres #1 | Windthorst | 76389 |  | 33.5732801 | -98.4293810 | Non-Lead - Plastic | No | Between 1989 and 2014 | Non-Lead - Plastic Main to Non-Lead - Copper to meter | Non-Lead - Plastic | Between 1989 and 2014 | n/a | Non-Lead | No | No |  | Single Family Residence | No | No | Yes | Tier 1
7 | 13556 | E Fm 174 | Windthorst | 76389 |  | 33.5724436 | -98.4220632 | Non-Lead - Plastic | No | Before 1989 | Non-Lead - Plastic Main to Non-Lead - Copper to meter | Non-Lead - Plastic | Before 1989 | n/a | Non-Lead | No | No |  | Single Family Residence | No | Unknown | No
8 | 13176 | W FM 174 | Windthorst | 76389 |  | 33.5716755 | -98.4203165 | Non-Lead - Plastic | No | Before 1989 | Non-Lead - Plastic Main to Non-Lead - Copper to meter | Non-Lead - Plastic | Before 1989 | n/a | Non-Lead | No | No |  | Single Family Residence | No | Unknown | No
9 | 204 | Brenda Dr | Windthorst | 76389 |  | 33.5726425 | -98.4190054 | Non-Lead - Plastic | No | Before 1989 | Non-Lead - Plastic Main to Non-Lead - Copper to meter | Non-Lead - Plastic | Before 1989 | n/a | Non-Lead | No | No |  | Single Family Residence | No | Unknown | No
10 | 787 | Brenda Dr | Windthorst | 76389 |  | 33.5725141 | -98.4190078 | Non-Lead - Plastic | No | Before 1989 | Non-Lead - Plastic Main to Non-Lead - Copper to meter | Non-Lead - Plastic | Before 1989 | n/a | Non-Lead | No | No |  | Single Family Residence | No | Unknown | No
11 | 12996 | W FM 174 | Windthorst | 76389 |  | 33.5703653 | -98.4176478 | Non-Lead - Plastic | No | Before 1989 | Non-Lead - Plastic Main to Non-Lead - Copper to meter | Non-Lead - Plastic | Before 1989 | n/a | Non-Lead | No | No |  | Single Family Residence | No | Unknown | No
12 | 12872 | W FM 174 | Windthorst | 76389 |  | 33.5695663 | -98.4159286 | Non-Lead - Plastic | No | Before 1989 | Non-Lead - Plastic Main to Non-Lead - Copper to meter | Non-Lead - Plastic | After 2014 | n/a | Non-Lead | No | No |  | Single Family Residence | No | No | No
13 | 22880 | US HWY 281 | Windthorst | 76389 |  | 33.5372724 | -98.4508677 | Non-Lead - Plastic | No | Between 1989 and 2014 | Non-Lead - Plastic Main to Non-Lead - Copper to meter | Non-Lead - Plastic | Between 1989 and 2014 | n/a | Non-Lead | No | No |  | Single Family Residence | No | No | No
14 | 127 | Conrady Rd | Windthorst | 76389 |  | 33.5671000 | -98.3973845 | Non-Lead - Plastic | No | Before 1989 | Non-Lead - Plastic Main to Non-Lead - Copper to meter | Non-Lead - Plastic | Before 1989 | n/a | Non-Lead | No | No |  | Single Family Residence | No | Unknown | No
15 | 11990 | W Fm 174 | Windthorst | 76389 |  | 33.5662923 | -98.4045512 | Non-Lead - Plastic | No | Before 1989 | Non-Lead - Plastic Main to Non-Lead - Copper to meter | Non-Lead - Plastic | Before 1989 | n/a | Non-Lead | No | No |  | Single Family Residence | No | Unknown | Yes | Tier 1
16 | 11487 | W Fm 174 | Windthorst | 76389 |  | 33.5659536 | -98.3907395 | Non-Lead - Plastic | No | Before 1989 | Non-Lead - Plastic Main to Non-Lead - Copper to meter | Non-Lead - Plastic | Before 1989 | n/a | Non-Lead | No | No |  | Single Family Residence | No | Unknown | Yes | Tier 1
17 | 12141 | W FM 174 | Windthorst | 76389 |  | 33.5660039 | -98.4045439 | Non-Lead - Plastic | No | Before 1989 | Non-Lead - Plastic Main to Non-Lead - Copper to meter | Non-Lead - Plastic | Before 1989 | n/a | Non-Lead | No | No |  | Single Family Residence | No | Unknown | No
18 | 12213 | W FM 174 | Windthorst | 76389 |  | 33.5660028 | -98.4045640 | Non-Lead - Plastic | No | Before 1989 | Non-Lead - Plastic Main to Non-Lead - Copper to meter | Non-Lead - Plastic | Before 1989 | n/a | Non-Lead | No | No |  | Single Family Residence | No | Unknown | No
19 | 11546 | W FM 174 | Windthorst | 76389 |  | 33.5662476 | -98.3946134 | Non-Lead - Plastic | No | Before 1989 | Non-Lead - Plastic Main to Non-Lead - Copper to meter | Non-Lead - Plastic | Before 1989 | n/a | Non-Lead | No | No |  | Single Family Residence | No | Unknown | No
20 | 11432 | W Fm174 | Windthorst | 76389 |  | 33.5662450 | -98.3927415 | Non-Lead - Plastic | No | Before 1989 | Non-Lead - Plastic Main to Non-Lead - Copper to meter | Non-Lead - Plastic | Before 1989 | n/a | Non-Lead | No | No |  | Single Family Residence | No | Unknown | Yes | Tier 1
21 | 760 | C Bar Rd | Windthorst | 76389 |  | 33.5564392 | -98.3907339 | Non-Lead - Plastic | No | Before 1989 | Non-Lead - Plastic Main to Non-Lead - Copper to meter | Non-Lead - Plastic | Before 1989 | n/a | Non-Lead | No | No |  | Single Family Residence | No | Unknown | No
22 | 1046 | C Bar Rd | Windthorst | 76389 |  | 33.5507229 | -98.3905033 | Non-Lead - Plastic | No | Before 1989 | Non-Lead - Plastic Main to Non-Lead - Copper to meter | Non-Lead - Plastic | Before 1989 | n/a | Non-Lead | No | No |  | Single Family Residence | No | Unknown | No
23 | 1159 | C Bar Rd | Windthorst | 76389 |  | 33.5506916 | -98.3902968 | Non-Lead - Plastic | No | Before 1989 | Non-Lead - Plastic Main to Non-Lead - Copper to meter | Non-Lead - Plastic | Before 1989 | n/a | Non-Lead | No | No |  | Single Family Residence | No | Unknown | No
24 | 11164 | W FM 174 | Windthorst | 76389 |  | 33.5662208 | -98.3875368 | Non-Lead - Plastic | No | Before 1989 | Non-Lead - Plastic Main to Non-Lead - Copper to meter | Non-Lead - Plastic | Before 1989 | n/a | Non-Lead | No | No |  | Single Family Residence | No | Unknown | No
25 | 12667 | W FM 174 | Windthorst | 76389 |  | 33.5677015 | -98.4130628 | Non-Lead - Plastic | No | Before 1989 | Non-Lead - Plastic Main to Non-Lead - Copper to meter | Non-Lead - Plastic | Before 1989 | n/a | Non-Lead | No | No |  | Single Family Residence | No | Unknown | No
26 | 13027 | W FM 174 | Windthorst | 76389 |  | 33.5706800 | -98.4190455 | Non-Lead - Plastic | No | Before 1989 | Non-Lead - Plastic Main to Non-Lead - Copper to meter | Non-Lead - Plastic | Before 1989 | n/a | Non-Lead | No | No |  | Single Family Residence | No | Unknown | No
27 | 343 | Hoff Rd | Windthorst | 76389 |  | 33.5672207 | -98.4190579 | Non-Lead - Plastic | No | Before 1989 | Non-Lead - Plastic Main to Non-Lead - Copper to meter | Non-Lead - Plastic | Before 1989 | n/a | Non-Lead | No | No |  | Single Family Residence | No | Unknown | No
28 | 429 | Hoff Rd | Windthorst | 76389 |  | 33.5668587 | -98.4190590 | Non-Lead - Plastic | No | Between 1989 and 2014 | Non-Lead - Plastic Main to Non-Lead - Copper to meter | Non-Lead - Plastic | Between 1989 and 2014 | n/a | Non-Lead | No | No |  | Single Family Residence | No | No | No
29 | 1067 | Hoff Rd | Windthorst | 76389 |  | 33.5571164 | -98.4191426 | Non-Lead - Plastic | No | Between 1989 and 2014 | Non-Lead - Plastic Main to Non-Lead - Copper to meter | Non-Lead - Plastic | Between 1989 and 2014 | n/a | Non-Lead | No | No |  | Single Family Residence | No | No | No
30 | 1521 | Hoff Rd | Windthorst | 76389 |  | 33.5505025 | -98.4191341 | Non-Lead - Plastic | No | Before 1989 | Non-Lead - Plastic Main to Non-Lead - Copper to meter | Non-Lead - Plastic | Before 1989 | n/a | Non-Lead | No | No |  | Single Family Residence | No | Unknown | No
31 | 2205 | Hoff Rd | Windthorst | 76389 |  | 33.5410282 | -98.4192107 | Non-Lead - Plastic | No | Before 1989 | Non-Lead - Plastic Main to Non-Lead - Copper to meter | Non-Lead - Plastic | Before 1989 | n/a | Non-Lead | No | No |  | Single Family Residence | No | Unknown | No
32 | 2205 | Hoff Rd | Windthorst | 76389 |  | 33.5410293 | -98.4192294 | Non-Lead - Plastic | No | Between 1989 and 2014 | Non-Lead - Plastic Main to Non-Lead - Copper to meter | Non-Lead - Plastic | Between 1989 and 2014 | n/a | Non-Lead | No | No |  | Single Family Residence | No | No | No
33 | 165 | Schreiber Rd | Windthorst | 76389 |  | 33.5370278 | -98.4199603 | Non-Lead - Plastic | No | Before 1989 | Non-Lead - Plastic Main to Non-Lead - Copper to meter | Non-Lead - Plastic | Before 1989 | n/a | Non-Lead | No | No |  | Single Family Residence | No | Unknown | No
34 | 3261 | Hoff Rd | Windthorst | 76389 |  | 33.5295037 | -98.4140381 | Non-Lead - Plastic | No | Before 1989 | Non-Lead - Plastic Main to Non-Lead - Copper to meter | Non-Lead - Plastic | Before 1989 | n/a | Non-Lead | No | No |  | Single Family Residence | No | Unknown | No
35 |  | Schreiber Rd | Windthorst | 76389 | Use GPS Coordinates | 33.5370578 | -98.4193807 | Non-Lead - Plastic | No | Between 1989 and 2014 | Non-Lead - Plastic Main to Non-Lead - Copper to meter | Non-Lead - Plastic | Between 1989 and 2014 | n/a | Non-Lead | No | No |  | Other | No | No | No
36 | 2046 | Hoff Rd | Windthorst | 76389 |  | 33.5430819 | -98.4194084 | Non-Lead - Plastic | No | Before 1989 | Non-Lead - Plastic Main to Non-Lead - Copper to meter | Non-Lead - Plastic | Before 1989 | n/a | Non-Lead | No | No |  | Single Family Residence | No | Unknown | No
37 | 1964 | Hoff Rd | Windthorst | 76389 |  | 33.5438235 | -98.4194205 | Non-Lead - Plastic | No | Before 1989 | Non-Lead - Plastic Main to Non-Lead - Copper to meter | Non-Lead - Plastic | Before 1989 | n/a | Non-Lead | No | No |  | Single Family Residence | No | Unknown | No
38 | 1928 | Hoff Rd | Windthorst | 76389 |  | 33.5443924 | -98.4194365 | Non-Lead - Plastic | No | Before 1989 | Non-Lead - Plastic Main to Non-Lead - Copper to meter | Non-Lead - Plastic | Before 1989 | n/a | Non-Lead | No | No |  | Single Family Residence | No | Unknown | No
39 | 1521 | Hoff Rd | Windthorst | 76389 |  | 33.5514646 | -98.4193544 | Non-Lead - Plastic | No | Before 1989 | Non-Lead - Plastic Main to Non-Lead - Copper to meter | Non-Lead - Plastic | Before 1989 | n/a | Non-Lead | No | No |  | Single Family Residence | No | Unknown | No
40 | 14353 | W Fm 174 | Windthorst | 76389 |  | 33.5746061 | -98.4355964 | Non-Lead - Plastic | No | Between 1989 and 2014 | Non-Lead - Plastic Main to Non-Lead - Copper to meter | Non-Lead - Plastic | Between 1989 and 2014 | n/a | Non-Lead | No | No |  | Single Family Residence | No | No | No
41 | 804 | Hoff Rd | Windthorst | 76389 |  | 33.5612156 | -98.4192855 | Non-Lead - Plastic | No | Between 1989 and 2014 | Non-Lead - Plastic Main to Non-Lead - Copper to meter | Non-Lead - Plastic | Between 1989 and 2014 | n/a | Non-Lead | No | No |  | Single Family Residence | No | No | No
42 | 370 | Steinberger Ln | Windthorst | 76389 |  | 33.5724657 | -98.4264345 | Non-Lead - Plastic | No | Before 1989 | Non-Lead - Plastic Main to Non-Lead - Copper to meter | Non-Lead - Plastic | Before 1989 | n/a | Non-Lead | No | No |  | Building | No | Unknown | No
43 | 1830 | FM 2581 | Windthorst | 76389 |  | 33.5377669 | -98.4705915 | Non-Lead - Plastic | No | Between 1989 and 2014 | Non-Lead - Plastic Main to Non-Lead - Copper to meter | Non-Lead - Plastic | Between 1989 and 2014 | n/a | Non-Lead | No | No |  | Single Family Residence | No | No | No
44 | 14025 | W Fm 174 | Windthorst | 76389 |  | 33.5725154 | -98.4302986 | Non-Lead - Plastic | No | Before 1989 | Non-Lead - Plastic Main to Non-Lead - Copper to meter | Non-Lead - Plastic | Before 1989 | n/a | Non-Lead | No | No |  | Single Family Residence | No | Unknown | No
45 | 14353 | W FM 174 | Windthorst | 76389 |  | 33.5738825 | -98.4350407 | Non-Lead - Plastic | No | Before 1989 | Non-Lead - Plastic Main to Non-Lead - Copper to meter | Non-Lead - Plastic | Before 1989 | n/a | Non-Lead | No | No |  | Single Family Residence | No | Unknown | No
46 | 14283 | W FM 174 | Windthorst | 76389 |  | 33.5735691 | -98.4348617 | Non-Lead - Plastic | No | Before 1989 | Non-Lead - Plastic Main to Non-Lead - Copper to meter | Non-Lead - Plastic | Before 1989 | n/a | Non-Lead | No | No |  | Single Family Residence | No | Unknown | No
47 | 14205 | W FM 174 | Windthorst | 76389 |  | 33.5727429 | -98.4335545 | Non-Lead - Plastic | No | Before 1989 | Non-Lead - Plastic Main to Non-Lead - Copper to meter | Non-Lead - Plastic | Before 1989 | n/a | Non-Lead | No | No |  | Building | No | Unknown | No
48 | 345 | Koetter Ln | Windthorst | 76389 |  | 33.5725841 | -98.4349612 | Non-Lead - Plastic | No | Before 1989 | Non-Lead - Plastic Main to Non-Lead - Copper to meter | Non-Lead - Plastic | Before 1989 | n/a | Non-Lead | No | No |  | Single Family Residence | No | Unknown | No
49 | 1747 | W Veitenheimer Rd | Windthorst | 76389 |  | 33.6074708 | -98.4097139 | Non-Lead - Plastic | No | Between 1989 and 2014 | Non-Lead - Plastic Main to Non-Lead - Copper to meter | Non-Lead - Plastic | Between 1989 and 2014 | n/a | Non-Lead | No | No |  | Single Family Residence | No | No | No
52 | 2188 | Zihlman Rd | Windthorst | 76389 |  | 33.5784770 | -98.4333843 | Non-Lead - Plastic | No | Before 1989 | Non-Lead - Plastic Main to Non-Lead - Copper to meter | Non-Lead - Plastic | Before 1989 | n/a | Non-Lead | No | No |  | Single Family Residence | No | Unknown | No
53 | 2168 | Zihlman Rd | Windthorst | 76389 |  | 33.5784546 | -98.4330061 | Non-Lead - Plastic | No | Before 1989 | Non-Lead - Plastic Main to Non-Lead - Copper to meter | Non-Lead - Plastic | Before 1989 | n/a | Non-Lead | No | No |  | Single Family Residence | No | Unknown | No
54 | 10341 | State Hwy 25 E | Windthorst | 76389 |  | 33.5768934 | -98.4377417 | Non-Lead - Plastic | No | Before 1989 | Non-Lead - Plastic Main to Non-Lead - Copper to meter | Non-Lead - Plastic | Before 1989 | n/a | Non-Lead | No | No |  | Single Family Residence | No | Unknown | No
55 | 2114 | Zihlman Rd | Windthorst | 76389 |  | 33.5784803 | -98.4327513 | Non-Lead - Plastic | No | Before 1989 | Non-Lead - Plastic Main to Non-Lead - Copper to meter | Non-Lead - Plastic | Before 1989 | n/a | Non-Lead | No | No |  | Single Family Residence | No | Unknown | Yes | Tier 1
56 | 2102 | Zihlman Rd | Windthorst | 76389 |  | 33.5784733 | -98.4319179 | Non-Lead - Plastic | No | Before 1989 | Non-Lead - Plastic Main to Non-Lead - Copper to meter | Non-Lead - Plastic | Before 1989 | n/a | Non-Lead | No | No |  | Single Family Residence | No | Unknown | Yes | Tier 3
57 | 2068 | Zihlman Rd | Windthorst | 76389 |  | 33.5784554 | -98.4316464 | Non-Lead - Plastic | No | Before 1989 | Non-Lead - Plastic Main to Non-Lead - Copper to meter | Non-Lead - Plastic | Before 1989 | n/a | Non-Lead | No | No |  | Single Family Residence | No | Unknown | No
58 | 2040 | Zihlman Rd | Windthorst | 76389 |  | 33.5784617 | -98.4309957 | Non-Lead - Plastic | No | Before 1989 | Non-Lead - Plastic Main to Non-Lead - Copper to meter | Non-Lead - Plastic | Before 1989 | n/a | Non-Lead | No | No |  | Single Family Residence | No | Unknown | No
59 | 1968 | Zihlman Rd | Windthorst | 76389 |  | 33.5782453 | -98.4299577 | Non-Lead - Plastic | No | Before 1989 | Non-Lead - Plastic Main to Non-Lead - Copper to meter | Non-Lead - Plastic | Before 1989 | n/a | Non-Lead | No | No |  | Single Family Residence | No | Unknown | No
60 | 1986 | Zihlman Rd | Windthorst | 76389 |  | 33.5784362 | -98.4299054 | Non-Lead - Plastic | No | Before 1989 | Non-Lead - Plastic Main to Non-Lead - Copper to meter | Non-Lead - Plastic | Before 1989 | n/a | Non-Lead | No | No |  | Single Family Residence | No | Unknown | No
61 | 1732 | Zihlman Rd | Windthorst | 76389 |  | 33.5783740 | -98.4257607 | Non-Lead - Plastic | No | Between 1989 and 2014 | Non-Lead - Plastic Main to Non-Lead - Copper to meter | Non-Lead - Plastic | Between 1989 and 2014 | n/a | Non-Lead | No | No |  | Single Family Residence | No | No | Yes | Tier 1
62 | 1700 | Zihlman Rd | Windthorst | 76389 |  | 33.5783975 | -98.4252618 | Non-Lead - Plastic | No | Before 1989 | Non-Lead - Plastic Main to Non-Lead - Copper to meter | Non-Lead - Plastic | Before 1989 | n/a | Non-Lead | No | No |  | Single Family Residence | No | Unknown | No
63 | 1648 | Zihlman Rd | Windthorst | 76389 |  | 33.5784031 | -98.4245188 | Non-Lead - Plastic | No | After 2014 | Non-Lead - Plastic Main to Non-Lead - Copper to meter | Non-Lead - Plastic | After 2014 | n/a | Non-Lead | No | No |  | Single Family Residence | No | No | No
64 | 1628 | Zihlman Rd | Windthorst | 76389 |  | 33.5783874 | -98.4240213 | Non-Lead - Plastic | No | Before 1989 | Non-Lead - Plastic Main to Non-Lead - Copper to meter | Non-Lead - Plastic | Before 1989 | n/a | Non-Lead | No | No |  | Single Family Residence | No | Unknown | No
65 | 1602 | Zihlman Rd | Windthorst | 76389 |  | 33.5783952 | -98.4235371 | Non-Lead - Plastic | No | Before 1989 | Non-Lead - Plastic Main to Non-Lead - Copper to meter | Non-Lead - Plastic | Before 1989 | n/a | Non-Lead | No | No |  | Single Family Residence | No | Unknown | No
66 | 1560 | Zihlman Rd | Windthorst | 76389 |  | 33.5784114 | -98.4225654 | Non-Lead - Plastic | No | Before 1989 | Non-Lead - Plastic Main to Non-Lead - Copper to meter | Non-Lead - Plastic | Before 1989 | n/a | Non-Lead | No | No |  | Single Family Residence | No | Unknown | No
67 | 802 | Scheffe Rd | Windthorst | 76389 |  | 33.5835535 | -98.4189605 | Non-Lead - Plastic | No | Before 1989 | Non-Lead - Plastic Main to Non-Lead - Copper to meter | Non-Lead - Plastic | Before 1989 | n/a | Non-Lead | No | No |  | Single Family Residence | No | Unknown | No
68 | 613 | Zilman Rd | Windthorst | 76389 |  | 33.5783786 | -98.4063917 | Non-Lead - Plastic | No | Before 1989 | Non-Lead - Plastic Main to Non-Lead - Copper to meter | Non-Lead - Plastic | Before 1989 | n/a | Non-Lead | No | No |  | Single Family Residence | No | Unknown | No
69 | 443 | Zilman Rd | Windthorst | 76389 |  | 33.5783989 | -98.4032082 | Non-Lead - Plastic | No | Before 1989 | Non-Lead - Plastic Main to Non-Lead - Copper to meter | Non-Lead - Plastic | Before 1989 | n/a | Non-Lead | No | No |  | Single Family Residence | No | Unknown | No
70 | 359 | Zihlman Rd | Windthorst | 76389 |  | 33.5784038 | -98.4021836 | Non-Lead - Plastic | No | Before 1989 | Non-Lead - Plastic Main to Non-Lead - Copper to meter | Non-Lead - Plastic | Before 1989 | n/a | Non-Lead | No | No |  | Single Family Residence | No | Unknown | No
71 | 1327 | Fm 2581 | Windthorst | 76389 |  | 33.5373795 | -98.4601757 | Non-Lead - Plastic | No | Between 1989 and 2014 | Non-Lead - Plastic Main to Non-Lead - Copper to meter | Non-Lead - Plastic | Between 1989 and 2014 | n/a | Non-Lead | No | No |  | Single Family Residence | No | No | No
72 | 229 | Weinzapfel Loop | Windthorst | 76389 |  | 33.5797788 | -98.4351582 | Non-Lead - Plastic | No | Before 1989 | Non-Lead - Plastic Main to Non-Lead - Copper to meter | Non-Lead - Plastic | Before 1989 | n/a | Non-Lead | No | No |  | Single Family Residence | No | Unknown | No
73 | 275 | Weinzapfel Loop | Windthorst | 76389 |  | 33.5793132 | -98.4350524 | Non-Lead - Plastic | No | Before 1989 | Non-Lead - Plastic Main to Non-Lead - Copper to meter | Non-Lead - Plastic | Before 1989 | n/a | Non-Lead | No | No |  | Single Family Residence | No | Unknown | No
74 | 18517 | US Hwy 281 | Windthorst | 76389 |  | 33.5787731 | -98.4353951 | Non-Lead - Plastic | No | Before 1989 | Non-Lead - Plastic Main to Non-Lead - Copper to meter | Non-Lead - Plastic | Before 1989 | n/a | Non-Lead | No | No |  | Building | No | Unknown | No
75 | 18597 | US HWY 281 | Windthorst | 76389 |  | 33.5785189 | -98.4355468 | Non-Lead - Plastic | No | Before 1989 | Non-Lead - Plastic Main to Non-Lead - Copper to meter | Non-Lead - Plastic | Before 1989 | n/a | Non-Lead | No | No |  | Building | No | Unknown | No
76 | 361 | Weinzapple Loop | Windthorst | 76389 |  | 33.5776460 | -98.4353527 | Non-Lead - Plastic | No | Before 1989 | Non-Lead - Plastic Main to Non-Lead - Copper to meter | Non-Lead - Plastic | Before 1989 | n/a | Non-Lead | No | No |  | Building | No | Unknown | No
77 | 407 | Weinzapfel Loop | Windthorst | 76389 |  | 33.5770270 | -98.4359054 | Non-Lead - Plastic | No | Before 1989 | Non-Lead - Plastic Main to Non-Lead - Copper to meter | Non-Lead - Plastic | Before 1989 | n/a | Non-Lead | No | No |  | Single Family Residence | No | Unknown | No
78 | 18640 | US Hwy 281 | Windthorst | 76389 |  | 33.5771732 | -98.4361950 | Non-Lead - Plastic | No | Before 1989 | Non-Lead - Plastic Main to Non-Lead - Copper to meter | Non-Lead - Plastic | Before 1989 | n/a | Non-Lead | No | No |  | Other | No | Unknown | No
79 | 14494 | W FM 174 | Windthorst | 76389 |  | 33.5763686 | -98.4366207 | Non-Lead - Plastic | No | Before 1989 | Non-Lead - Plastic Main to Non-Lead - Copper to meter | Non-Lead - Plastic | Before 1989 | n/a | Non-Lead | No | No |  | Building | No | Unknown | No
80 | 14458 | W FM 174 | Windthorst | 76389 |  | 33.5757291 | -98.4363269 | Non-Lead - Other | No | Before 1989 | Non-Lead - Other: AC Main to Non-Lead - Copper to meter | Non-Lead - Plastic | Before 1989 | n/a | Non-Lead | No | No |  | Single Family Residence | No | Unknown | No
82 | 137 | Knights of Columbus St | Windthorst | 76389 |  | 33.5751075 | -98.4367351 | Non-Lead - Other | No | Before 1989 | Non-Lead - Other: AC Main to Non-Lead - Copper to meter | Non-Lead - Plastic | Before 1989 | n/a | Non-Lead | No | No |  | Single Family Residence | No | Unknown | No
83 | 4773 | Munchrath Rd | Windthorst | 76389 |  | 33.5740742 | -98.5110945 | Non-Lead - Plastic | No | Between 1989 and 2014 | Non-Lead - Plastic Main to Non-Lead - Copper to meter | Non-Lead - Plastic | Between 1989 and 2014 | n/a | Non-Lead | No | No |  | Single Family Residence | No | No | No
85 | 18813 | US Hwy 281 | Windthorst | 76389 |  | 33.5749371 | -98.4368954 | Non-Lead - Other | No | Before 1989 | Non-Lead - Other: AC Main to Non-Lead - Copper to meter | Non-Lead - Plastic | Before 1989 | n/a | Non-Lead | No | No |  | Building | No | Unknown | No
86 | 173 | Knights of Columbus St | Windthorst | 76389 |  | 33.5745681 | -98.4371225 | Non-Lead - Other | No | Before 1989 | Non-Lead - Other: AC Main to Non-Lead - Copper to meter | Non-Lead - Plastic | Before 1989 | n/a | Non-Lead | No | No |  | Single Family Residence | No | Unknown | No
87 | 18857 | US Hwy 281 | Windthorst | 76389 |  | 33.5740478 | -98.4376600 | Non-Lead - Other | No | Before 1989 | Non-Lead - Other: AC Main to Non-Lead - Copper to meter | Non-Lead - Plastic | Before 1989 | n/a | Non-Lead | No | No |  | Single Family Residence | No | Unknown | No
88 | 421 | Himmels Ln | Windthorst | 76389 |  | 33.6013780 | -98.4359678 | Non-Lead - Plastic | No | Between 1989 and 2014 | Non-Lead - Plastic Main to Non-Lead - Copper to meter | Non-Lead - Plastic | Between 1989 and 2014 | n/a | Non-Lead | No | No |  | Single Family Residence | No | No | No
89 | 18847 | US Hwy 281 | Windthorst | 76389 |  | 33.5740332 | -98.4376667 | Non-Lead - Other | No | Before 1989 | Non-Lead - Other: AC Main to Non-Lead - Copper to meter | Non-Lead - Plastic | Before 1989 | n/a | Non-Lead | No | No |  | Single Family Residence | No | Unknown | No
90 | 18875 | US Hwy 281 | Windthorst | 76389 |  | 33.5738881 | -98.4378115 | Non-Lead - Other | No | Before 1989 | Non-Lead - Other: AC Main to Non-Lead - Copper to meter | Galvanized | Before 1989 | n/a | Non-Lead | No | No |  | Single Family Residence | No | Unknown | No
91 | 18975 | US Hwy 281 | Windthorst | 76389 |  | 33.5732879 | -98.4380930 | Non-Lead - Other | No | Before 1989 | Non-Lead - Other: AC Main to Non-Lead - Copper to meter | Non-Lead - Plastic | Before 1989 | n/a | Non-Lead | No | No |  | Single Family Residence | No | Unknown | No
92 | 19017 | US Hwy 281 | Windthorst | 76389 |  | 33.5717654 | -98.4384142 | Non-Lead - Other | No | Before 1989 | Non-Lead - Other: AC Main to Non-Lead - Copper to meter | Non-Lead - Plastic | Before 1989 | n/a | Non-Lead | No | No |  | Building | No | Unknown | No
93 | 19119 | Us Hwy 281 | Windthorst | 76389 |  | 33.5708332 | -98.4386626 | Non-Lead - Plastic | No | Before 1989 | Non-Lead - Plastic Main to Non-Lead - Copper to meter | Non-Lead - Plastic | Before 1989 | n/a | Non-Lead | No | No |  | Single Family Residence | No | Unknown | No
94 | 19149 | US Hwy 281 | Windthorst | 76389 |  | 33.5703561 | -98.4386639 | Non-Lead - Plastic | No | Before 1989 | Non-Lead - Plastic Main to Non-Lead - Copper to meter | Non-Lead - Plastic | Before 1989 | n/a | Non-Lead | No | No |  | Single Family Residence | No | Unknown | No
95 | 19179 | US Hwy 281 | Windthorst | 76389 |  | 33.5696509 | -98.4386761 | Non-Lead - Plastic | No | Before 1989 | Non-Lead - Plastic Main to Non-Lead - Copper to meter | Non-Lead - Plastic | Before 1989 | n/a | Non-Lead | No | No |  | Single Family Residence | No | Unknown | No
96 | 19213 | US Hwy 281 | Windthorst | 76389 |  | 33.5689878 | -98.4386858 | Non-Lead - Plastic | No | Before 1989 | Non-Lead - Plastic Main to Non-Lead - Copper to meter | Non-Lead - Plastic | Before 1989 | n/a | Non-Lead | No | No |  | Single Family Residence | No | Unknown | No
97 | 19241 | US Hwy 281 | Windthorst | 76389 |  | 33.5684257 | -98.4386822 | Non-Lead - Plastic | No | Before 1989 | Non-Lead - Plastic Main to Non-Lead - Copper to meter | Non-Lead - Plastic | Before 1989 | n/a | Non-Lead | No | No |  | Single Family Residence | No | Unknown | No
98 | 477 | Sales Rd | Windthorst | 76389 |  | 33.6060176 | -98.4378002 | Non-Lead - Plastic | No | Between 1989 and 2014 | Non-Lead - Plastic Main to Non-Lead - Copper to meter | Non-Lead - Plastic | Between 1989 and 2014 | n/a | Non-Lead | No | No |  | Single Family Residence | No | No | No
99 | 19279 | US Hwy 281 | Windthorst | 76389 |  | 33.5676815 | -98.4387077 | Non-Lead - Plastic | No | Before 1989 | Non-Lead - Plastic Main to Non-Lead - Copper to meter | Non-Lead - Plastic | Before 1989 | n/a | Non-Lead | No | No |  | Single Family Residence | No | Unknown | No
100 | 760 | E Hoff Rd | Windthorst | 76389 |  | 33.5643534 | -98.4387456 | Non-Lead - Plastic | No | Before 1989 | Non-Lead - Plastic Main to Non-Lead - Copper to meter | Non-Lead - Plastic | Before 1989 | n/a | Non-Lead | No | No |  | Single Family Residence | No | Unknown | No
101 | 19323 | US Hwy 281 | Windthorst | 76389 |  | 33.5674202 | -98.4387077 | Non-Lead - Plastic | No | Before 1989 | Non-Lead - Plastic Main to Non-Lead - Copper to meter | Non-Lead - Plastic | Before 1989 | n/a | Non-Lead | No | No |  | Single Family Residence | No | Unknown | No
102 | 1104 | E Hoff Lane | Windthorst | 76389 |  | 33.5643646 | -98.4387483 | Non-Lead - Plastic | No | Before 1989 | Non-Lead - Plastic Main to Non-Lead - Copper to meter | Non-Lead - Plastic | Before 1989 | n/a | Non-Lead | No | No |  | Single Family Residence | No | Unknown | No
103 | 2934 | Veitenheimer Rd | Windthorst | 76389 |  | 33.6245975 | -98.4094944 | Non-Lead - Plastic | No | After 2014 | Non-Lead - Plastic Main to Non-Lead - Copper to meter | Non-Lead - Plastic | After 2014 | n/a | Non-Lead | No | No |  | Single Family Residence | No | No | No
104 | 257 | Munchrath Rd | Windthorst | 76389 |  | 33.5634062 | -98.4423464 | Non-Lead - Plastic | No | Before 1989 | Non-Lead - Plastic Main to Non-Lead - Copper to meter | Non-Lead - Plastic | Before 1989 | n/a | Non-Lead | No | No |  | Other | No | Unknown | No
105 | 20150 | US Hwy 281 | Windthorst | 76389 |  | 33.5539724 | -98.4392390 | Non-Lead - Plastic | No | Before 1989 | Non-Lead - Plastic Main to Non-Lead - Copper to meter | Non-Lead - Plastic | Before 1989 | n/a | Non-Lead | No | No |  | Single Family Residence | No | Unknown | No
106 | 257 | Munchrath | Windthorst | 76389 |  | 33.5634431 | -98.4434911 | Non-Lead - Plastic | No | Between 1989 and 2014 | Non-Lead - Plastic Main to Non-Lead - Plastic to meter | Non-Lead - Plastic | Between 1989 and 2014 | n/a | Non-Lead | No | No |  | Other | No | No | No
107 | 854 | Trojan Rd | Windthorst | 76389 |  | 33.5669149 | -98.4434484 | Non-Lead - Other | No | Before 1989 | Non-Lead - Other: AC Main to Non-Lead - Copper to meter | Non-Lead - Plastic | Before 1989 | n/a | Non-Lead | No | No |  | Single Family Residence | No | Unknown | No
108 | 823 | Trojan Rd | Windthorst | 76389 |  | 33.5669629 | -98.4433331 | Non-Lead - Other | No | Between 1989 and 2014 | Non-Lead - Other: AC Main to Non-Lead - Copper to meter | Non-Lead - Plastic | Between 1989 and 2014 | n/a | Non-Lead | No | No |  | Single Family Residence | No | No | No
109 | 814 | Trojan Rd | Windthorst | 76389 |  | 33.5669842 | -98.4434592 | Non-Lead - Other | No | Before 1989 | Non-Lead - Other: AC Main to Non-Lead - Copper to meter | Non-Lead - Plastic | Before 1989 | n/a | Non-Lead | No | No |  | Single Family Residence | No | Unknown | No
110 | 668 | Trojan Rd | Windthorst | 76389 |  | 33.5693313 | -98.4434415 | Non-Lead - Other | No | Before 1989 | Non-Lead - Other: AC Main to Non-Lead - Copper to meter | Non-Lead - Plastic | Before 1989 | n/a | Non-Lead | No | No |  | Single Family Residence | No | Unknown | No
111 | 556 | Trojan Rd | Windthorst | 76389 |  | 33.5711654 | -98.4434061 | Non-Lead - Other | No | Before 1989 | Non-Lead - Other: AC Main to Non-Lead - Copper to meter | Non-Lead - Plastic | Before 1989 | n/a | Non-Lead | No | No |  | Other | No | Unknown | No
112 | 543 | Trojan Rd | Windthorst | 76389 |  | 33.5713889 | -98.4429953 | Non-Lead - Plastic | No | Before 1989 | Non-Lead - Plastic Main to Non-Lead - Copper to meter | Non-Lead - Plastic | Before 1989 | n/a | Non-Lead | No | No |  | Building | No | Unknown | No
113 | 556 | Trojan Rd | Windthorst | 76389 | Use GPS Coordinates | 33.5744963 | -98.4433671 | Non-Lead - Plastic | No | Before 1989 | Non-Lead - Plastic Main to Non-Lead - Copper to meter | Non-Lead - Plastic | Before 1989 | n/a | Non-Lead | No | No |  | Other | No | Unknown | No
114 | 178 | Trojan Rd | Windthorst | 76389 |  | 33.5766980 | -98.4433041 | Non-Lead - Plastic | No | Before 1989 | Non-Lead - Plastic Main to Non-Lead - Copper to meter | Non-Lead - Plastic | Before 1989 | n/a | Non-Lead | No | No |  | Single Family Residence | No | Unknown | No
115 | 10079 | State Hwy 25 E | Windthorst | 76389 |  | 33.5777703 | -98.4416052 | Non-Lead - Plastic | No | Before 1989 | Non-Lead - Plastic Main to Non-Lead - Copper to meter | Non-Lead - Plastic | Before 1989 | n/a | Non-Lead | No | No |  | Single Family Residence | No | Unknown | No
116 | 2471 | Pennartz Rd | Windthorst | 76389 |  | 33.5742318 | -98.4761816 | Non-Lead - Plastic | No | Between 1989 and 2014 | Non-Lead - Plastic Main to Non-Lead - Copper to meter | Non-Lead - Plastic | Between 1989 and 2014 | n/a | Non-Lead | No | No |  | Single Family Residence | No | No | No
117 | 10063 | State Hwy 25 E | Windthorst | 76389 |  | 33.5777713 | -98.4422403 | Non-Lead - Plastic | No | Before 1989 | Non-Lead - Plastic Main to Non-Lead - Copper to meter | Non-Lead - Plastic | Before 1989 | n/a | Non-Lead | No | No |  | Single Family Residence | No | Unknown | No
118 | 10063 | State Hwy 25 E | Windthorst | 76389 |  | 33.5777731 | -98.4422216 | Non-Lead - Plastic | No | Before 1989 | Non-Lead - Plastic Main to Non-Lead - Copper to meter | Non-Lead - Plastic | Before 1989 | n/a | Non-Lead | No | No |  | Building | No | Unknown | No
119 | 1336 | Zotz Rd | Windthorst | 76389 |  | 33.5814177 | -98.4412678 | Non-Lead - Plastic | No | Before 1989 | Non-Lead - Plastic Main to Non-Lead - Copper to meter | Non-Lead - Plastic | Before 1989 | n/a | Non-Lead | No | No |  | Single Family Residence | No | Unknown | No
120 | 9978 | State Hwy 25 E | Windthorst | 76389 |  | 33.5777751 | -98.4433957 | Non-Lead - Plastic | No | Before 1989 | Non-Lead - Plastic Main to Non-Lead - Copper to meter | Non-Lead - Plastic | Before 1989 | n/a | Non-Lead | No | No |  | Single Family Residence | No | Unknown | No
121 | 9913 | State Hwy 25 E | Windthorst | 76389 |  | 33.5774312 | -98.4438698 | Non-Lead - Plastic | No | Before 1989 | Non-Lead - Plastic Main to Non-Lead - Copper to meter | Non-Lead - Plastic | Before 1989 | n/a | Non-Lead | No | No |  | Building | No | Unknown | No
122 | 9894 | State Hwy 25 E | Windthorst | 76389 |  | 33.5774780 | -98.4453402 | Non-Lead - Plastic | No | Before 1989 | Non-Lead - Plastic Main to Non-Lead - Copper to meter | Non-Lead - Plastic | Before 1989 | n/a | Non-Lead | No | No |  | Single Family Residence | No | Unknown | No
123 | 20163 | US Hwy 281 | Windthorst | 76389 |  | 33.5527240 | -98.4389386 | Non-Lead - Plastic | No | Between 1989 and 2014 | Non-Lead - Plastic Main to Non-Lead - Copper to meter | Non-Lead - Plastic | Between 1989 and 2014 | n/a | Non-Lead | No | No |  | Single Family Residence | No | No | No
124 | 9843 | State Hwy 25 E | Windthorst | 76389 |  | 33.5774970 | -98.4459075 | Non-Lead - Plastic | No | Before 1989 | Non-Lead - Plastic Main to Non-Lead - Copper to meter | Non-Lead - Plastic | Before 1989 | n/a | Non-Lead | No | No |  | Single Family Residence | No | Unknown | No
125 | 9675 | State Hwy 25 E | Windthorst | 76389 |  | 33.5778233 | -98.4492947 | Non-Lead - Plastic | No | Before 1989 | Non-Lead - Plastic Main to Non-Lead - Copper to meter | Non-Lead - Plastic | Before 1989 | n/a | Non-Lead | No | No |  | Single Family Residence | No | Unknown | No
126 | 9613 | State Hwy 25 E | Windthorst | 76389 |  | 33.5778198 | -98.4497087 | Non-Lead - Plastic | No | Before 1989 | Non-Lead - Plastic Main to Non-Lead - Copper to meter | Non-Lead - Plastic | Before 1989 | n/a | Non-Lead | No | No |  | Single Family Residence | No | Unknown | No
127 | 9602 | State Hwy 25 E | Windthorst | 76389 |  | 33.5775554 | -98.4498398 | Non-Lead - Plastic | No | Before 1989 | Non-Lead - Plastic Main to Non-Lead - Copper to meter | Non-Lead - Plastic | Before 1989 | n/a | Non-Lead | No | No |  | Single Family Residence | No | Unknown | No
128 | 9599 | State Hwy 25 E | Windthorst | 76389 |  | 33.5778400 | -98.4504427 | Non-Lead - Plastic | No | Between 1989 and 2014 | Non-Lead - Plastic Main to Non-Lead - Copper to meter | Non-Lead - Plastic | Between 1989 and 2014 | n/a | Non-Lead | No | No |  | Single Family Residence | No | No | No
129 | 9386 | State Hwy 25 E | Windthorst | 76389 |  | 33.5775664 | -98.4538309 | Non-Lead - Plastic | No | Before 1989 | Non-Lead - Plastic Main to Non-Lead - Copper to meter | Non-Lead - Plastic | Before 1989 | n/a | Non-Lead | No | No |  | Single Family Residence | No | Unknown | No
130 | 9123 | State Hwy 25 E | Windthorst | 76389 |  | 33.5779051 | -98.4578789 | Non-Lead - Plastic | No | Before 1989 | Non-Lead - Plastic Main to Non-Lead - Copper to meter | Non-Lead - Plastic | Before 1989 | n/a | Non-Lead | No | No |  | Single Family Residence | No | Unknown | Yes | Tier 1
131 | 8950 | State Hwy 25 E | Windthorst | 76389 |  | 33.5776004 | -98.4607579 | Non-Lead - Plastic | No | Before 1989 | Non-Lead - Plastic Main to Non-Lead - Copper to meter | Non-Lead - Plastic | Before 1989 | n/a | Non-Lead | No | No |  | Single Family Residence | No | Unknown | No
132 | 8838 | State Hwy 25 E | Windthorst | 76389 |  | 33.5776421 | -98.4628158 | Non-Lead - Plastic | No | Before 1989 | Non-Lead - Plastic Main to Non-Lead - Copper to meter | Non-Lead - Plastic | Before 1989 | n/a | Non-Lead | No | No |  | Single Family Residence | No | Unknown | Yes | Tier 1
133 | 8773 | State Hwy 25 E | Windthorst | 76389 |  | 33.5779572 | -98.4639300 | Non-Lead - Plastic | No | Before 1989 | Non-Lead - Plastic Main to Non-Lead - Copper to meter | Non-Lead - Plastic | Before 1989 | n/a | Non-Lead | No | No |  | Single Family Residence | No | Unknown | No
134 | 8378 | State Hwy 25 E | Windthorst | 76389 |  | 33.5777333 | -98.4705536 | Non-Lead - Plastic | No | Before 1989 | Non-Lead - Plastic Main to Non-Lead - Copper to meter | Non-Lead - Plastic | Before 1989 | n/a | Non-Lead | No | No |  | Single Family Residence | No | Unknown | No
135 | 2471 | Hoff Rd | Windthorst | 76389 |  | 33.5380762 | -98.4192546 | Non-Lead - Plastic | No | Between 1989 and 2014 | Non-Lead - Plastic Main to Non-Lead - Copper to meter | Non-Lead - Plastic | Between 1989 and 2014 | n/a | Non-Lead | No | No |  | Single Family Residence | No | No | No
136 | 8007 | State Hwy 25 E | Windthorst | 76389 |  | 33.5780817 | -98.4775317 | Non-Lead - Plastic | No | Before 1989 | Non-Lead - Plastic Main to Non-Lead - Copper to meter | Non-Lead - Plastic | Before 1989 | n/a | Non-Lead | No | No |  | Single Family Residence | No | Unknown | No
137 | 185 | Munchrath Rd | Windthorst | 76389 |  | 33.5641216 | -98.5038593 | Non-Lead - Plastic | No | Between 1989 and 2014 | Non-Lead - Plastic Main to Non-Lead - Copper to meter | Non-Lead - Plastic | Between 1989 and 2014 | n/a | Non-Lead | No | No |  | Single Family Residence | No | No | No
139 | 7743 | State Hwy 25 E | Windthorst | 76389 |  | 33.5781240 | -98.4821958 | Non-Lead - Plastic | No | Before 1989 | Non-Lead - Plastic Main to Non-Lead - Copper to meter | Non-Lead - Plastic | Before 1989 | n/a | Non-Lead | No | No |  | Single Family Residence | No | Unknown | No
140 | 7457 | State Hwy 25 E | Windthorst | 76389 |  | 33.5781762 | -98.4865782 | Non-Lead - Plastic | No | Before 1989 | Non-Lead - Plastic Main to Non-Lead - Copper to meter | Non-Lead - Plastic | Before 1989 | n/a | Non-Lead | No | No |  | Single Family Residence | No | Unknown | No
141 |  | State Hwy 25 E | Windthorst | 76389 | Use GPS Coordinates | 33.5778995 | -98.4882136 | Non-Lead - Plastic | No | Before 1989 | Non-Lead - Plastic Main to Non-Lead - Copper to meter | Non-Lead - Plastic | Before 1989 | n/a | Non-Lead | No | No |  | Single Family Residence | No | Unknown | No
142 | 328 | FM 2581 | Windthorst | 76389 |  | 33.5374896 | -98.4436486 | Non-Lead - Plastic | No | Between 1989 and 2014 | Non-Lead - Plastic Main to Non-Lead - Copper to meter | Non-Lead - Plastic | Between 1989 and 2014 | n/a | Non-Lead | No | No |  | Single Family Residence | No | No | No
143 | 10184 | State Hwy 25 E | Windthorst | 76389 |  | 33.5775334 | -98.4396504 | Non-Lead - Other | No | Before 1989 | Non-Lead - Other: AC Main to Non-Lead - Copper to meter | Non-Lead - Plastic | Before 1989 | n/a | Non-Lead | No | No |  | Building | No | Unknown | No
144 | 10220 | State Hwy 25 E | Windthorst | 76389 |  | 33.5774340 | -98.4391256 | Non-Lead - Other | No | Before 1989 | Non-Lead - Other: AC Main to Non-Lead - Copper to meter | Non-Lead - Plastic | Before 1989 | n/a | Non-Lead | No | No |  | Single Family Residence | No | Unknown | No
145 | 10260 | State Hwy 25 E | Windthorst | 76389 |  | 33.5772980 | -98.4386994 | Non-Lead - Other | No | Before 1989 | Non-Lead - Other: AC Main to Non-Lead - Copper to meter | Non-Lead - Plastic | Before 1989 | n/a | Non-Lead | No | No |  | Single Family Residence | No | Unknown | No
146 | 10280 | State Hwy 25 E | Windthorst | 76389 |  | 33.5771278 | -98.4383832 | Non-Lead - Other | No | Before 1989 | Non-Lead - Other: AC Main to Non-Lead - Copper to meter | Non-Lead - Plastic | Before 1989 | n/a | Non-Lead | No | No |  | Single Family Residence | No | Unknown | No
147 | 475 | Humpert Ln | Windthorst | 76389 |  | 33.6095285 | -98.4317893 | Non-Lead - Plastic | No | Before 1989 | Non-Lead - Plastic Main to Non-Lead - Copper to meter | Non-Lead - Plastic | Before 1989 | n/a | Non-Lead | No | No |  | Single Family Residence | No | Unknown | No
148 | 10360 | State Hwy 25 E | Windthorst | 76389 |  | 33.5763458 | -98.4374362 | Non-Lead - Other | No | Before 1989 | Non-Lead - Other: AC Main to Non-Lead - Copper to meter | Non-Lead - Plastic | Before 1989 | n/a | Non-Lead | No | No |  | Single Family Residence | No | Unknown | Yes | Tier 1
149 | 18810 | US Hwy 281 | Windthorst | 76389 |  | 33.5756761 | -98.4373920 | Non-Lead - Plastic | No | Before 1989 | Non-Lead - Plastic Main to Non-Lead - Copper to meter | Non-Lead - Plastic | Before 1989 | n/a | Non-Lead | No | No |  | Single Family Residence | No | Unknown | No
150 | 142 | N Church St | Windthorst | 76389 |  | 33.5755616 | -98.4380679 | Non-Lead - Plastic | No | Before 1989 | Non-Lead - Plastic Main to Non-Lead - Copper to meter | Non-Lead - Plastic | Before 1989 | n/a | Non-Lead | No | No |  | Single Family Residence | No | Unknown | No
151 | 349 | St Marys St | Windthorst | 76389 |  | 33.5750807 | -98.4385110 | Non-Lead - Plastic | No | Before 1989 | Non-Lead - Plastic Main to Non-Lead - Plastic to meter | Non-Lead - Plastic | Before 1989 | n/a | Non-Lead | No | No |  | Building | No | Unknown | No
152 | 18810 | US Hwy 281 | Windthorst | 76389 |  | 33.5751075 | -98.4376633 | Non-Lead - Plastic | No | Before 1989 | Non-Lead - Plastic Main to Non-Lead - Copper to meter | Non-Lead - Plastic | Before 1989 | n/a | Non-Lead | No | No |  | Single Family Residence | No | Unknown | No
153 | 381 | St Marys St | Windthorst | 76389 |  | 33.5740735 | -98.4388054 | Non-Lead - Plastic | No | Between 1989 and 2014 | Non-Lead - Plastic Main to Non-Lead - Copper to meter | Non-Lead - Plastic | Between 1989 and 2014 | n/a | Non-Lead | No | No |  | Single Family Residence | No | No | No
154 | 411 | Wolf Ln | Windthorst | 76389 |  | 33.5446542 | -98.5194774 | Non-Lead - Plastic | No | Between 1989 and 2014 | Non-Lead - Plastic Main to Non-Lead - Copper to meter | Non-Lead - Plastic | Between 1989 and 2014 | n/a | Non-Lead | No | No |  | Single Family Residence | No | No | No
155 | 102 | Sales Rd | Windthorst | 76389 |  | 33.6063292 | -98.4320196 | Non-Lead - Plastic | No | Between 1989 and 2014 | Non-Lead - Plastic Main to Non-Lead - Copper to meter | Non-Lead - Plastic | Between 1989 and 2014 | n/a | Non-Lead | No | No |  | Single Family Residence | No | No | No
156 | 256 | Trojan Rd | Windthorst | 76389 |  | 33.5756254 | -98.4433356 | Non-Lead - Plastic | No | Between 1989 and 2014 | Non-Lead - Plastic Main to Non-Lead - Copper to meter | Non-Lead - Plastic | Between 1989 and 2014 | n/a | Non-Lead | No | No |  | Other | No | No | No
157 | 372 | Saint Marys St | Windthorst | 76389 |  | 33.5744897 | -98.4403838 | Non-Lead - Plastic | No | Before 1989 | Non-Lead - Plastic Main to Non-Lead - Copper to meter | Non-Lead - Plastic | Before 1989 | n/a | Non-Lead | No | No |  | Single Family Residence | No | Unknown | No
158 | 330 | St. Marys St. | Windthorst | 76389 |  | 33.5751790 | -98.4403811 | Non-Lead - Plastic | No | Before 1989 | Non-Lead - Plastic Main to Non-Lead - Copper to meter | Non-Lead - Plastic | Before 1989 | n/a | Non-Lead | No | No |  | Single Family Residence | No | Unknown | No
159 | 18912 | US Hwy 281 | Windthorst | 76389 |  | 33.5736359 | -98.4388030 | Non-Lead - Other | No | Before 1989 | Non-Lead - Other: AC Main to Non-Lead - Copper to meter | Non-Lead - Plastic | Before 1989 | n/a | Non-Lead | No | No |  | Single Family Residence | No | Unknown | No
160 | 1534 | Zotz Rd | Windthorst | 76389 |  | 33.5788759 | -98.4413123 | Non-Lead - Plastic | No | Before 1989 | Non-Lead - Plastic Main to Non-Lead - Plastic to meter | Non-Lead - Plastic | Before 1989 | n/a | Non-Lead | No | No |  | Building | No | Unknown | No
161 | 248 | Humpert Ln | Windthorst | 76389 |  | 33.6094629 | -98.4380398 | Non-Lead - Plastic | No | Between 1989 and 2014 | Non-Lead - Plastic Main to Non-Lead - Copper to meter | Non-Lead - Plastic | Between 1989 and 2014 | n/a | Non-Lead | No | No |  | Single Family Residence | No | No | No
162 | 153 | Knights of Columbus St | Windthorst | 76389 |  | 33.5749301 | -98.4367189 | Non-Lead - Other | No | Between 1989 and 2014 | Non-Lead - Other: AC Main to Non-Lead - Copper to meter | Non-Lead - Plastic | Between 1989 and 2014 | n/a | Non-Lead | No | No |  | Single Family Residence | No | No | No
163 | 362 | Humpert Ln | Windthorst | 76389 |  | 33.6094478 | -98.4347850 | Non-Lead - Plastic | No | Between 1989 and 2014 | Non-Lead - Plastic Main to Non-Lead - Copper to meter | Non-Lead - Plastic | Between 1989 and 2014 | n/a | Non-Lead | No | No |  | Single Family Residence | No | No | No
164 | 18966 | US Hwy 281 | Windthorst | 76389 |  | 33.5730266 | -98.4387741 | Non-Lead - Other | No | Before 1989 | Non-Lead - Other: AC Main to Non-Lead - Copper to meter | Non-Lead - Plastic | Before 1989 | n/a | Non-Lead | No | No |  | Single Family Residence | No | Unknown | No
165 | 19000 | US Hwy 281 | Windthorst | 76389 |  | 33.5726833 | -98.4388032 | Non-Lead - Other | No | Before 1989 | Non-Lead - Other: AC Main to Non-Lead - Copper to meter | Non-Lead - Plastic | Before 1989 | n/a | Non-Lead | No | No |  | Single Family Residence | No | Unknown | No
166 | 403 | Koetter Ln | Windthorst | 76389 |  | 33.5725928 | -98.4373590 | Non-Lead - Other | No | Between 1989 and 2014 | Non-Lead - Other: AC Main to Non-Lead - Copper to meter | Non-Lead - Plastic | Between 1989 and 2014 | n/a | Non-Lead | No | No |  | Single Family Residence | No | No | No
167 | 100 | Mesquite Ln | Windthorst | 76389 |  | 33.6034699 | -98.4405451 | Non-Lead - Plastic | No | Between 1989 and 2014 | Non-Lead - Plastic Main to Non-Lead - Copper to meter | Non-Lead - Plastic | Between 1989 and 2014 | n/a | Non-Lead | No | No |  | Single Family Residence | No | No | No
168 | 19048 | US Hwy 281 | Windthorst | 76389 |  | 33.5715408 | -98.4396373 | Non-Lead - Plastic | No | Before 1989 | Non-Lead - Plastic Main to Non-Lead - Copper to meter | Non-Lead - Plastic | Before 1989 | n/a | Non-Lead | No | No |  | Single Family Residence | No | Unknown | No
169 | 207 | Winter Dr | Windthorst | 76389 |  | 33.5636372 | -98.4492038 | Non-Lead - Plastic | No | Before 1989 | Non-Lead - Plastic Main to Non-Lead - Copper to meter | Non-Lead - Plastic | Before 1989 | n/a | Non-Lead | No | No |  | Single Family Residence | No | Unknown | No
170 | 182 | Winter Dr | Windthorst | 76389 |  | 33.5636382 | -98.4491904 | Non-Lead - Plastic | No | Between 1989 and 2014 | Non-Lead - Plastic Main to Non-Lead - Copper to meter | Non-Lead - Plastic | Between 1989 and 2014 | n/a | Non-Lead | No | No |  | Single Family Residence | No | No | No
171 | 207 | Winter Dr | Windthorst | 76389 |  | 33.5636372 | -98.4492186 | Non-Lead - Plastic | No | Before 1989 | Non-Lead - Plastic Main to Non-Lead - Copper to meter | Non-Lead - Plastic | Before 1989 | n/a | Non-Lead | No | No |  | Other | No | No | No
172 | 571 | Munchrath Rd | Windthorst | 76389 |  | 33.5635341 | -98.4503191 | Non-Lead - Plastic | No | Before 1989 | Non-Lead - Plastic Main to Non-Lead - Copper to meter | Non-Lead - Plastic | Before 1989 | n/a | Non-Lead | No | No |  | Single Family Residence | No | Unknown | No
173 | 564 | Munchrath Rd | Windthorst | 76389 |  | 33.5636626 | -98.4507000 | Non-Lead - Plastic | No | Before 1989 | Non-Lead - Plastic Main to Non-Lead - Copper to meter | Non-Lead - Plastic | Before 1989 | n/a | Non-Lead | No | No |  | Single Family Residence | No | Unknown | No
174 | 655 | Munchrath Rd | Windthorst | 76389 |  | 33.5636068 | -98.4564223 | Non-Lead - Plastic | No | Before 1989 | Non-Lead - Plastic Main to Non-Lead - Copper to meter | Non-Lead - Plastic | Before 1989 | n/a | Non-Lead | No | No |  | Single Family Residence | No | Unknown | No
175 | 861 | Munchrath Rd | Windthorst | 76389 |  | 33.5636030 | -98.4575993 | Non-Lead - Plastic | No | Before 1989 | Non-Lead - Plastic Main to Non-Lead - Copper to meter | Non-Lead - Plastic | Before 1989 | n/a | Non-Lead | No | No |  | Single Family Residence | No | Unknown | No
176 | 893 | Munchrath Rd | Windthorst | 76389 |  | 33.5636175 | -98.4587167 | Non-Lead - Plastic | No | Before 1989 | Non-Lead - Plastic Main to Non-Lead - Copper to meter | Non-Lead - Plastic | Before 1989 | n/a | Non-Lead | No | No |  | Single Family Residence | No | Unknown | Yes | Tier 3
177 | 1100 | Munchrath Rd | Windthorst | 76389 |  | 33.5637640 | -98.4596498 | Non-Lead - Plastic | No | Before 1989 | Non-Lead - Plastic Main to Non-Lead - Copper to meter | Non-Lead - Plastic | Before 1989 | n/a | Non-Lead | No | No |  | Other | No | Unknown | No
178 | 157 | Berend Acres #1 | Windthorst | 76389 |  | 33.5736252 | -98.4293490 | Non-Lead - Plastic | No | Between 1989 and 2014 | Non-Lead - Plastic Main to Non-Lead - Copper to meter | Non-Lead - Plastic | Between 1989 and 2014 | n/a | Non-Lead | No | No |  | Single Family Residence | No | No | No
179 | 1163 | Munchrath Rd | Windthorst | 76389 |  | 33.5636751 | -98.4628048 | Non-Lead - Plastic | No | Before 1989 | Non-Lead - Plastic Main to Non-Lead - Copper to meter | Non-Lead - Plastic | Before 1989 | n/a | Non-Lead | No | No |  | Single Family Residence | No | Unknown | No
180 | 1170 | Munchrath Rd | Windthorst | 76389 |  | 33.5638224 | -98.4639732 | Non-Lead - Plastic | No | Before 1989 | Non-Lead - Plastic Main to Non-Lead - Copper to meter | Non-Lead - Plastic | Before 1989 | n/a | Non-Lead | No | No |  | Single Family Residence | No | Unknown | No
181 | 1222 | Munchrath Rd | Windthorst | 76389 |  | 33.5638310 | -98.4664856 | Non-Lead - Plastic | No | Before 1989 | Non-Lead - Plastic Main to Non-Lead - Copper to meter | Non-Lead - Plastic | Before 1989 | n/a | Non-Lead | No | No |  | Single Family Residence | No | Unknown | No
182 | 1227 | Munchrath Rd | Windthorst | 76389 |  | 33.5637070 | -98.4672651 | Non-Lead - Plastic | No | Before 1989 | Non-Lead - Plastic Main to Non-Lead - Copper to meter | Non-Lead - Plastic | Before 1989 | n/a | Non-Lead | No | No |  | Single Family Residence | No | Unknown | No
183 | 1421 | Munchrath Rd | Windthorst | 76389 |  | 33.5637114 | -98.4677828 | Non-Lead - Plastic | No | Before 1989 | Non-Lead - Plastic Main to Non-Lead - Copper to meter | Non-Lead - Plastic | Before 1989 | n/a | Non-Lead | No | No |  | Single Family Residence | No | Unknown | No
184 | 1444 | Munchrath Rd | Windthorst | 76389 |  | 33.5638668 | -98.4680269 | Non-Lead - Plastic | No | Before 1989 | Non-Lead - Plastic Main to Non-Lead - Copper to meter | Non-Lead - Plastic | Before 1989 | n/a | Non-Lead | No | No |  | Single Family Residence | No | Unknown | No
185 | 1444 | Munchrath Rd | Windthorst | 76389 |  | 33.5638746 | -98.4677506 | Non-Lead - Plastic | No | Before 1989 | Non-Lead - Plastic Main to Non-Lead - Copper to meter | Non-Lead - Plastic | Before 1989 | n/a | Non-Lead | No | No |  | Single Family Residence | No | Unknown | No
186 | 3365 | Pennartz Rd | Windthorst | 76389 |  | 33.5615412 | -98.4763208 | Non-Lead - Plastic | No | Before 1989 | Non-Lead - Plastic Main to Non-Lead - Copper to meter | Non-Lead - Plastic | Before 1989 | n/a | Non-Lead | No | No |  | Single Family Residence | No | Unknown | No
187 | 3509 | Pennartz Rd | Windthorst | 76389 |  | 33.5549329 | -98.4764750 | Non-Lead - Plastic | No | Before 1989 | Non-Lead - Plastic Main to Non-Lead - Plastic to meter | Non-Lead - Plastic | Before 1989 | n/a | Non-Lead | No | No |  | Single Family Residence | No | Unknown | No
188 | 6570 | State Hwy 25 E | Windthorst | 76389 |  | 33.5780234 | -98.5041975 | Non-Lead - Plastic | No | Between 1989 and 2014 | Non-Lead - Plastic Main to Non-Lead - Copper to meter | Non-Lead - Plastic | Between 1989 and 2014 | n/a | Non-Lead | No | No |  | Single Family Residence | No | No | No
189 | 3860 | Pennartz Rd | Windthorst | 76389 |  | 33.5506935 | -98.4767502 | Non-Lead - Plastic | No | Before 1989 | Non-Lead - Plastic Main to Non-Lead - Copper to meter | Non-Lead - Plastic | Before 1989 | n/a | Non-Lead | No | No |  | Other | No | Unknown | No
190 | 3748 | Pennartz Rd | Windthorst | 76389 |  | 33.5526744 | -98.4767359 | Non-Lead - Plastic | No | Before 1989 | Non-Lead - Plastic Main to Non-Lead - Copper to meter | Non-Lead - Plastic | Before 1989 | n/a | Non-Lead | No | No |  | Single Family Residence | No | Unknown | No
191 | 317 | Schroeder Lane | Windthorst | 76389 |  | 33.5531167 | -98.4844575 | Non-Lead - Plastic | No | Before 1989 | Non-Lead - Plastic Main to Non-Lead - Copper to meter | Non-Lead - Plastic | Before 1989 | n/a | Non-Lead | No | No |  | Single Family Residence | No | Unknown | No
192 | 243 | Schroeder Ln | Windthorst | 76389 |  | 33.5531167 | -98.4844763 | Non-Lead - Plastic | No | Before 1989 | Non-Lead - Plastic Main to Non-Lead - Copper to meter | Non-Lead - Plastic | Before 1989 | n/a | Non-Lead | No | No |  | Single Family Residence | No | Unknown | No
193 | 441 | Schroeder Ln | Windthorst | 76389 |  | 33.5531345 | -98.4859531 | Non-Lead - Plastic | No | Before 1989 | Non-Lead - Plastic Main to Non-Lead - Copper to meter | Non-Lead - Plastic | Before 1989 | n/a | Non-Lead | No | No |  | Single Family Residence | No | Unknown | No
194 | 587 | Munchrath Rd | Windthorst | 76389 |  | 33.5635408 | -98.4508073 | Non-Lead - Plastic | No | Between 1989 and 2014 | Non-Lead - Plastic Main to Non-Lead - Copper to meter | Non-Lead - Plastic | Between 1989 and 2014 | n/a | Non-Lead | No | No |  | Single Family Residence | No | No | No
195 | 3408 | Pennartz Rd | Windthorst | 76389 |  | 33.5606820 | -98.4765478 | Non-Lead - Plastic | No | Before 1989 | Non-Lead - Plastic Main to Non-Lead - Copper to meter | Non-Lead - Plastic | Before 1989 | n/a | Non-Lead | No | No |  | Single Family Residence | No | Unknown | Yes | Tier 1
196 | 2128 | Munchrath Rd | Windthorst | 76389 |  | 33.5639527 | -98.4779785 | Non-Lead - Plastic | No | Before 1989 | Non-Lead - Plastic Main to Non-Lead - Copper to meter | Non-Lead - Plastic | Before 1989 | n/a | Non-Lead | No | No |  | Single Family Residence | No | Unknown | No
197 | 2165 | Munchrath Rd | Windthorst | 76389 |  | 33.5638647 | -98.4793623 | Non-Lead - Plastic | No | Before 1989 | Non-Lead - Plastic Main to Non-Lead - Copper to meter | Non-Lead - Plastic | Before 1989 | n/a | Non-Lead | No | No |  | Single Family Residence | No | Unknown | No
198 | 2325 | Munchrath Rd | Windthorst | 76389 |  | 33.5638838 | -98.4825707 | Non-Lead - Plastic | No | Between 1989 and 2014 | Non-Lead - Plastic Main to Non-Lead - Copper to meter | Non-Lead - Plastic | Between 1989 and 2014 | n/a | Non-Lead | No | No |  | Single Family Residence | No | No | No
199 | 2331 | Munchrath Rd | Windthorst | 76389 |  | 33.5638666 | -98.4828159 | Non-Lead - Plastic | No | Before 1989 | Non-Lead - Plastic Main to Non-Lead - Copper to meter | Non-Lead - Plastic | Before 1989 | n/a | Non-Lead | No | No |  | Single Family Residence | No | Unknown | No
201 | 300 | Hillside Ln | Windthorst | 76389 |  | 33.5641381 | -98.4932603 | Non-Lead - Plastic | No | Before 1989 | Non-Lead - Plastic Main to Non-Lead - Copper to meter | Non-Lead - Plastic | Before 1989 | n/a | Non-Lead | No | No |  | Single Family Residence | No | Unknown | Yes | Tier 1
202 | 120 | Hillside Ln | Windthorst | 76389 |  | 33.5641426 | -98.4931477 | Non-Lead - Plastic | No | Before 1989 | Non-Lead - Plastic Main to Non-Lead - Copper to meter | Non-Lead - Plastic | Before 1989 | n/a | Non-Lead | No | No |  | Single Family Residence | No | Unknown | No
203 | 3159 | Munchrath Rd | Windthorst | 76389 |  | 33.5639902 | -98.4974044 | Non-Lead - Plastic | No | Before 1989 | Non-Lead - Plastic Main to Non-Lead - Copper to meter | Non-Lead - Plastic | Before 1989 | n/a | Non-Lead | No | No |  | Single Family Residence | No | Unknown | No
204 | 3317 | Munchrath Rd | Windthorst | 76389 |  | 33.5640769 | -98.4996399 | Non-Lead - Plastic | No | Before 1989 | Non-Lead - Plastic Main to Non-Lead - Copper to meter | Non-Lead - Plastic | Before 1989 | n/a | Non-Lead | No | No |  | Single Family Residence | No | Unknown | No
205 | 133 | Schlumpf Ln | Windthorst | 76389 |  | 33.5642808 | -98.5034061 | Non-Lead - Plastic | No | Before 1989 | Non-Lead - Plastic Main to Non-Lead - Copper to meter | Non-Lead - Plastic | Before 1989 | n/a | Non-Lead | No | No |  | Single Family Residence | No | Unknown | No
206 | 371 | Himmels Ln | Windthorst | 76389 |  | 33.6013914 | -98.4360321 | Non-Lead - Plastic | No | Before 1989 | Non-Lead - Plastic Main to Non-Lead - Copper to meter | Non-Lead - Plastic | Before 1989 | n/a | Non-Lead | No | No |  | Single Family Residence | No | Unknown | No
207 | 4014 | Munchrath Rd | Windthorst | 76389 |  | 33.5656240 | -98.5110220 | Non-Lead - Plastic | No | Before 1989 | Non-Lead - Plastic Main to Non-Lead - Copper to meter | Non-Lead - Plastic | Before 1989 | n/a | Non-Lead | No | No |  | Single Family Residence | No | Unknown | No
208 | 160 | Schlumpf Lane | Windthorst | 76389 |  | 33.5643009 | -98.5053105 | Non-Lead - Plastic | No | Before 1989 | Non-Lead - Plastic Main to Non-Lead - Copper to meter | Non-Lead - Plastic | Before 1989 | n/a | Non-Lead | No | No |  | Single Family Residence | No | Unknown | No
209 | 3484 | Munchrath Rd | Windthorst | 76389 |  | 33.5643330 | -98.5078855 | Non-Lead - Plastic | No | Between 1989 and 2014 | Non-Lead - Plastic Main to Non-Lead - Copper to meter | Non-Lead - Plastic | Between 1989 and 2014 | n/a | Non-Lead | No | No |  | Single Family Residence | No | No | No
210 | 4033 | Munchrath Rd | Windthorst | 76389 |  | 33.5642008 | -98.5105090 | Non-Lead - Plastic | No | Before 1989 | Non-Lead - Plastic Main to Non-Lead - Copper to meter | Non-Lead - Plastic | Before 1989 | n/a | Non-Lead | No | No |  | Single Family Residence | No | Unknown | No
211 | 589 | Schroeder Rd | Windthorst | 76389 |  | 33.5505401 | -98.5032496 | Non-Lead - Plastic | No | Before 1989 | Non-Lead - Plastic Main to Non-Lead - Copper to meter | Non-Lead - Plastic | Before 1989 | n/a | Non-Lead | No | No |  | Single Family Residence | No | Unknown | No
212 | 611 | Schroeder Rd | Windthorst | 76389 |  | 33.5498240 | -98.5034642 | Non-Lead - Plastic | No | Before 1989 | Non-Lead - Plastic Main to Non-Lead - Copper to meter | Non-Lead - Plastic | Before 1989 | n/a | Non-Lead | No | No |  | Single Family Residence | No | Unknown | No
213 | 411 | Wolf Ln | Windthorst | 76389 |  | 33.5446531 | -98.5194519 | Non-Lead - Plastic | No | Before 1989 | Non-Lead - Plastic Main to Non-Lead - Copper to meter | Non-Lead - Plastic | Before 1989 | n/a | Non-Lead | No | No |  | Single Family Residence | No | Unknown | No
214 | 1270 | McMurtry Rd | Windthorst | 76389 |  | 33.4658805 | -98.4668824 | Non-Lead - Plastic | No | Before 1989 | Non-Lead - Plastic Main to Non-Lead - Copper to meter | Non-Lead - Plastic | Before 1989 | n/a | Non-Lead | No | No |  | Single Family Residence | No | Unknown | No
215 | 227 | Bell Rd | Windthorst | 76389 |  | 33.5412631 | -98.5544271 | Non-Lead - Plastic | No | Between 1989 and 2014 | Non-Lead - Plastic Main to Non-Lead - Copper to meter | Non-Lead - Plastic | Between 1989 and 2014 | n/a | Non-Lead | No | No |  | Single Family Residence | No | No | No
216 | 3944 | FM 2581 | Windthorst | 76389 |  | 33.5382161 | -98.5132373 | Non-Lead - Plastic | No | Before 1989 | Non-Lead - Plastic Main to Non-Lead - Copper to meter | Non-Lead - Plastic | Before 1989 | n/a | Non-Lead | No | No |  | Single Family Residence | No | Unknown | No
217 | 5652 | FM 2581 | Windthorst | 76389 |  | 33.5384203 | -98.5352172 | Non-Lead - Plastic | No | Before 1989 | Non-Lead - Plastic Main to Non-Lead - Copper to meter | Non-Lead - Plastic | Before 1989 | n/a | Non-Lead | No | No |  | Single Family Residence | No | Unknown | No
218 | 3859 | FM 2581 | Windthorst | 76389 |  | 33.5378177 | -98.5042744 | Non-Lead - Plastic | No | Before 1989 | Non-Lead - Plastic Main to Non-Lead - Copper to meter | Non-Lead - Plastic | After 2014 | n/a | Non-Lead | No | No |  | Single Family Residence | No | No | No
219 | 2824 | FM 2581 | Windthorst | 76389 |  | 33.5379028 | -98.4827859 | Non-Lead - Plastic | No | Before 1989 | Non-Lead - Plastic Main to Non-Lead - Copper to meter | Non-Lead - Plastic | Before 1989 | n/a | Non-Lead | No | No |  | Single Family Residence | No | Unknown | No
220 | 2079 | FM 2581 | Windthorst | 76389 |  | 33.5375887 | -98.4797452 | Non-Lead - Plastic | No | Before 1989 | Non-Lead - Plastic Main to Non-Lead - Copper to meter | Non-Lead - Plastic | Before 1989 | n/a | Non-Lead | No | No |  | Single Family Residence | No | Unknown | No
221 | 1979 | FM 2581 | Windthorst | 76389 |  | 33.5375289 | -98.4765180 | Non-Lead - Plastic | No | Before 1989 | Non-Lead - Plastic Main to Non-Lead - Copper to meter | Non-Lead - Plastic | Before 1989 | n/a | Non-Lead | No | No |  | Single Family Residence | No | Unknown | No
222 | 1825 | FM 2581 | Windthorst | 76389 |  | 33.5374787 | -98.4703729 | Non-Lead - Plastic | No | Before 1989 | Non-Lead - Plastic Main to Non-Lead - Copper to meter | Non-Lead - Plastic | Before 1989 | n/a | Non-Lead | No | No |  | Single Family Residence | No | Unknown | Yes | Tier 3
223 | 1643 | FM 2581 | Windthorst | 76389 |  | 33.5374077 | -98.4658905 | Non-Lead - Plastic | No | Before 1989 | Non-Lead - Plastic Main to Non-Lead - Copper to meter | Non-Lead - Plastic | Before 1989 | n/a | Non-Lead | No | No |  | Single Family Residence | No | Unknown | No
224 | 1884 | Winter Ln | Windthorst | 76389 |  | 33.5172532 | -98.4725314 | Non-Lead - Plastic | No | Before 1989 | Non-Lead - Plastic Main to Non-Lead - Copper to meter | Non-Lead - Plastic | Before 1989 | n/a | Non-Lead | No | No |  | Single Family Residence | No | Unknown | No
225 | 262 | Windy Ln | Windthorst | 76389 |  | 33.5240910 | -98.4637819 | Non-Lead - Plastic | No | Before 1989 | Non-Lead - Plastic Main to Non-Lead - Copper to meter | Non-Lead - Plastic | Before 1989 | n/a | Non-Lead | No | No |  | Single Family Residence | No | Unknown | No
226 | 828 | Wolf Rd | Windthorst | 76389 |  | 33.5268012 | -98.4639773 | Non-Lead - Plastic | No | Before 1989 | Non-Lead - Plastic Main to Non-Lead - Copper to meter | Non-Lead - Plastic | Before 1989 | n/a | Non-Lead | No | No |  | Single Family Residence | No | Unknown | No
227 | 353 | Wolf Rd | Windthorst | 76389 |  | 33.5276224 | -98.4639033 | Non-Lead - Plastic | No | Before 1989 | Non-Lead - Plastic Main to Non-Lead - Copper to meter | Non-Lead - Plastic | Before 1989 | n/a | Non-Lead | No | No |  | Single Family Residence | No | Unknown | No
228 | 1475 | Fm 2581 | Windthorst | 76389 |  | 33.5374149 | -98.4629913 | Non-Lead - Plastic | No | Before 1989 | Non-Lead - Plastic Main to Non-Lead - Copper to meter | Non-Lead - Plastic | Before 1989 | n/a | Non-Lead | No | No |  | Single Family Residence | No | Unknown | No
229 | 1327 | FM 2581 | Windthorst | 76389 |  | 33.5373638 | -98.4619741 | Non-Lead - Plastic | No | Before 1989 | Non-Lead - Plastic Main to Non-Lead - Copper to meter | Non-Lead - Plastic | Before 1989 | n/a | Non-Lead | No | No |  | Single Family Residence | No | Unknown | No
230 | 1979 | Conrady Rd | Windthorst | 76389 |  | 33.5933293 | -98.3971924 | Non-Lead - Plastic | No | Before 1989 | Non-Lead - Plastic Main to Non-Lead - Copper to meter | Non-Lead - Plastic | Before 1989 | n/a | Non-Lead | No | No |  | Single Family Residence | No | Unknown | No
231 | 1809 | Berend Rd | Windthorst | 76389 |  | 33.5383862 | -98.4592535 | Non-Lead - Plastic | No | Before 1989 | Non-Lead - Plastic Main to Non-Lead - Copper to meter | Non-Lead - Plastic | Before 1989 | n/a | Non-Lead | No | No |  | Single Family Residence | No | Unknown | No
232 | 1806 | Berend Rd | Windthorst | 76389 |  | 33.5384494 | -98.4594498 | Non-Lead - Plastic | No | Before 1989 | Non-Lead - Plastic Main to Non-Lead - Copper to meter | Non-Lead - Plastic | Before 1989 | n/a | Non-Lead | No | No |  | Single Family Residence | No | Unknown | No
233 | 1480 | Berend Rd | Windthorst | 76389 |  | 33.5462981 | -98.4593114 | Non-Lead - Plastic | No | Before 1989 | Non-Lead - Plastic Main to Non-Lead - Copper to meter | Non-Lead - Plastic | Before 1989 | n/a | Non-Lead | No | No |  | Single Family Residence | No | Unknown | No
234 | 117 | Southwest Porkway Dr | Windthorst | 76389 |  | 33.5496372 | -98.4592783 | Non-Lead - Plastic | No | Before 1989 | Non-Lead - Plastic Main to Non-Lead - Copper to meter | Non-Lead - Plastic | Before 1989 | n/a | Non-Lead | No | No |  | Single Family Residence | No | Unknown | No
235 | 183 | Berend Rd | Windthorst | 76389 |  | 33.5615927 | -98.4588975 | Non-Lead - Plastic | No | Before 1989 | Non-Lead - Plastic Main to Non-Lead - Copper to meter | Non-Lead - Plastic | Before 1989 | n/a | Non-Lead | No | No |  | Single Family Residence | No | Unknown | No
236 | 10311 | State Hwy 25 E | Windthorst | 76389 |  | 33.5772431 | -98.4381445 | Non-Lead - Plastic | No | Before 1989 | Non-Lead - Plastic Main to Non-Lead - Copper to meter | Non-Lead - Plastic | Before 1989 | n/a | Non-Lead | No | No |  | Single Family Residence | No | Unknown | No
237 | 10255 | State Hwy 25 E | Windthorst | 76389 |  | 33.5774466 | -98.4385208 | Non-Lead - Plastic | No | Before 1989 | Non-Lead - Plastic Main to Non-Lead - Copper to meter | Non-Lead - Plastic | Before 1989 | n/a | Non-Lead | No | No |  | Single Family Residence | No | Unknown | No
238 | 10221 | State Hwy 25 E | Windthorst | 76389 |  | 33.5777342 | -98.4393421 | Non-Lead - Plastic | No | Before 1989 | Non-Lead - Plastic Main to Non-Lead - Copper to meter | Non-Lead - Plastic | Before 1989 | n/a | Non-Lead | No | No |  | Single Family Residence | No | No | No
239 | 10185 | State Hwy 25 E | Windthorst | 76389 |  | 33.5777923 | -98.4400332 | Non-Lead - Plastic | No | Before 1989 | Non-Lead - Plastic Main to Non-Lead - Copper to meter | Non-Lead - Plastic | Before 1989 | n/a | Non-Lead | No | No |  | Single Family Residence | No | Unknown | No
240 | 10143 | State Hwy 25 E | Windthorst | 76389 |  | 33.5777544 | -98.4406425 | Non-Lead - Plastic | No | Before 1989 | Non-Lead - Plastic Main to Non-Lead - Copper to meter | Non-Lead - Plastic | Before 1989 | n/a | Non-Lead | No | No |  | Single Family Residence | No | Unknown | No
241 | 1535 | Zotz Rd | Windthorst | 76389 |  | 33.5785526 | -98.4411332 | Non-Lead - Plastic | No | Before 1989 | Non-Lead - Plastic Main to Non-Lead - Copper to meter | Non-Lead - Plastic | Before 1989 | n/a | Non-Lead | No | No |  | Single Family Residence | No | Unknown | No
242 | 9902 | State Hwy 25 E | Windthorst | 76389 |  | 33.5774841 | -98.4449439 | Non-Lead - Plastic | No | Between 1989 and 2014 | Non-Lead - Plastic Main to Non-Lead - Copper to meter | Non-Lead - Plastic | Between 1989 and 2014 | n/a | Non-Lead | No | No |  | Single Family Residence | No | No | No
243 | 283 | Schreiber Rd | Windthorst | 76389 |  | 33.5370675 | -98.4221093 | Non-Lead - Plastic | No | Between 1989 and 2014 | Non-Lead - Plastic Main to Non-Lead - Copper to meter | Non-Lead - Plastic | Between 1989 and 2014 | n/a | Non-Lead | No | No |  | Single Family Residence | No | No | No
244 | 1441 | Zotz Rd | Windthorst | 76389 |  | 33.5796164 | -98.4411395 | Non-Lead - Plastic | No | Before 1989 | Non-Lead - Plastic Main to Non-Lead - Copper to meter | Non-Lead - Plastic | Before 1989 | n/a | Non-Lead | No | No |  | Single Family Residence | No | Unknown | No
245 | 1416 | Zotz Rd | Windthorst | 76389 |  | 33.5800197 | -98.4412884 | Non-Lead - Plastic | No | Before 1989 | Non-Lead - Plastic Main to Non-Lead - Copper to meter | Non-Lead - Plastic | Before 1989 | n/a | Non-Lead | No | No |  | Single Family Residence | No | Unknown | No
246 | 1371 | Zotz Rd | Windthorst | 76389 |  | 33.5808735 | -98.4410900 | Non-Lead - Plastic | No | Before 1989 | Non-Lead - Plastic Main to Non-Lead - Copper to meter | Non-Lead - Plastic | Before 1989 | n/a | Non-Lead | No | No |  | Single Family Residence | No | Unknown | No
247 | 768 | Zotz Rd | Windthorst | 76389 |  | 33.5897661 | -98.4411293 | Non-Lead - Plastic | No | Between 1989 and 2014 | Non-Lead - Plastic Main to Non-Lead - Copper to meter | Non-Lead - Plastic | Between 1989 and 2014 | n/a | Non-Lead | No | No |  | Single Family Residence | No | No | No
248 | 738 | Zotz Rd | Windthorst | 76389 |  | 33.5903083 | -98.4411280 | Non-Lead - Plastic | No | Before 1989 | Non-Lead - Plastic Main to Non-Lead - Copper to meter | Non-Lead - Plastic | Before 1989 | n/a | Non-Lead | No | No |  | Single Family Residence | No | Unknown | No
249 | 692 | Zotz Rd | Windthorst | 76389 |  | 33.5908897 | -98.4411421 | Non-Lead - Plastic | No | Before 1989 | Non-Lead - Plastic Main to Non-Lead - Copper to meter | Non-Lead - Plastic | Before 1989 | n/a | Non-Lead | No | No |  | Other | No | Unknown | No
250 | 650 | Zotz Rd | Windthorst | 76389 |  | 33.5915025 | -98.4411320 | Non-Lead - Plastic | No | Before 1989 | Non-Lead - Plastic Main to Non-Lead - Copper to meter | Non-Lead - Plastic | Before 1989 | n/a | Non-Lead | No | No |  | Single Family Residence | No | Unknown | No
251 | 234 | Peysen Rd | Windthorst | 76389 |  | 33.5929763 | -98.4411180 | Non-Lead - Plastic | No | Before 1989 | Non-Lead - Plastic Main to Non-Lead - Copper to meter | Non-Lead - Plastic | Before 1989 | n/a | Non-Lead | No | No |  | Single Family Residence | No | Unknown | No
252 | 570 | Zotz Rd | Windthorst | 76389 |  | 33.5928237 | -98.4416027 | Non-Lead - Plastic | No | Between 1989 and 2014 | Non-Lead - Plastic Main to Non-Lead - Copper to meter | Non-Lead - Plastic | Between 1989 and 2014 | n/a | Non-Lead | No | No |  | Single Family Residence | No | No | No
253 | 275 | Schroeder Rd | Windthorst | 76389 |  | 33.5858310 | -98.4411706 | Non-Lead - Plastic | No | Before 1989 | Non-Lead - Plastic Main to Non-Lead - Copper to meter | Non-Lead - Plastic | Before 1989 | n/a | Non-Lead | No | No |  | Single Family Residence | No | Unknown | No
254 | 293 | Peysen Rd | Windthorst | 76389 |  | 33.5928631 | -98.4423929 | Non-Lead - Plastic | No | Before 1989 | Non-Lead - Plastic Main to Non-Lead - Copper to meter | Non-Lead - Plastic | Before 1989 | n/a | Non-Lead | No | No |  | Single Family Residence | No | Unknown | No
255 | 361 | Sewer Plant Rd | Windthorst | 76389 |  | 33.5928743 | -98.4423902 | Non-Lead - Plastic | No | Before 1989 | Non-Lead - Plastic Main to Non-Lead - Copper to meter | Non-Lead - Plastic | Between 1989 and 2014 | n/a | Non-Lead | No | No |  | Single Family Residence | No | No | No
256 | 313 | Peysen Rd | Windthorst | 76389 |  | 33.5928466 | -98.4427927 | Non-Lead - Plastic | No | Between 1989 and 2014 | Non-Lead - Plastic Main to Non-Lead - Copper to meter | Non-Lead - Plastic | Between 1989 and 2014 | n/a | Non-Lead | No | No |  | Single Family Residence | No | No | No
257 | 351 | Peysen Rd | Windthorst | 76389 |  | 33.5928365 | -98.4430743 | Non-Lead - Plastic | No | Before 1989 | Non-Lead - Plastic Main to Non-Lead - Copper to meter | Non-Lead - Plastic | Before 1989 | n/a | Non-Lead | No | No |  | Single Family Residence | No | Unknown | No
258 | 430 | Peysen Rd | Windthorst | 76389 |  | 33.5929873 | -98.4430408 | Non-Lead - Plastic | No | Between 1989 and 2014 | Non-Lead - Plastic Main to Non-Lead - Copper to meter | Non-Lead - Plastic | Between 1989 and 2014 | n/a | Non-Lead | No | No |  | Single Family Residence | No | No | No
259 | 17530 | US Hwy 281 | Windthorst | 76389 |  | 33.5931945 | -98.4392013 | Non-Lead - Plastic | No | Before 1989 | Non-Lead - Plastic Main to Non-Lead - Copper to meter | Non-Lead - Plastic | Before 1989 | n/a | Non-Lead | No | No |  | Single Family Residence | No | Unknown | No
260 | 17520 | US Hwy 281 | Windthorst | 76389 |  | 33.5935891 | -98.4393153 | Non-Lead - Plastic | No | Before 1989 | Non-Lead - Plastic Main to Non-Lead - Copper to meter | Non-Lead - Plastic | Before 1989 | n/a | Non-Lead | No | No |  | Single Family Residence | No | Unknown | No
261 | 17487 | US Hwy 281 | Windthorst | 76389 |  | 33.5939864 | -98.4393975 | Non-Lead - Plastic | No | Before 1989 | Non-Lead - Plastic Main to Non-Lead - Copper to meter | Non-Lead - Plastic | Before 1989 | n/a | Non-Lead | No | No |  | Single Family Residence | No | Unknown | No
262 | 17441 | US Hwy 281 | Windthorst | 76389 |  | 33.5943686 | -98.4391163 | Non-Lead - Plastic | No | Before 1989 | Non-Lead - Plastic Main to Non-Lead - Copper to meter | Non-Lead - Plastic | Before 1989 | n/a | Non-Lead | No | No |  | Single Family Residence | No | Unknown | No
263 | 17428 | US Hwy 281 | Windthorst | 76389 |  | 33.5945150 | -98.4395549 | Non-Lead - Plastic | No | Before 1989 | Non-Lead - Plastic Main to Non-Lead - Copper to meter | Non-Lead - Plastic | Before 1989 | n/a | Non-Lead | No | No |  | Single Family Residence | No | Unknown | No
264 | 17398 | Us Hwy 281 | Windthorst | 76389 |  | 33.5949713 | -98.4396609 | Non-Lead - Plastic | No | Before 1989 | Non-Lead - Plastic Main to Non-Lead - Copper to meter | Non-Lead - Plastic | Before 1989 | n/a | Non-Lead | No | No |  | Single Family Residence | No | Unknown | No
265 | 17380 | US Hwy 281 | Windthorst | 76389 |  | 33.5949869 | -98.4396622 | Non-Lead - Plastic | No | Before 1989 | Non-Lead - Plastic Main to Non-Lead - Copper to meter | Non-Lead - Plastic | Before 1989 | n/a | Non-Lead | No | No |  | Single Family Residence | No | Unknown | No
266 | 17260 | US Hwy 281 | Windthorst | 76389 |  | 33.5968319 | -98.4402250 | Non-Lead - Plastic | No | Before 1989 | Non-Lead - Plastic Main to Non-Lead - Copper to meter | Non-Lead - Plastic | Before 1989 | n/a | Non-Lead | No | No |  | Single Family Residence | No | Unknown | No
267 | 17218 | US Hwy 281 | Windthorst | 76389 |  | 33.5972899 | -98.4403632 | Non-Lead - Plastic | No | Before 1989 | Non-Lead - Plastic Main to Non-Lead - Copper to meter | Non-Lead - Plastic | Before 1989 | n/a | Non-Lead | No | No |  | Single Family Residence | No | Unknown | No
268 | 17189 | US Hwy 281 | Windthorst | 76389 |  | 33.5981325 | -98.4402029 | Non-Lead - Plastic | No | Before 1989 | Non-Lead - Plastic Main to Non-Lead - Copper to meter | Non-Lead - Plastic | Before 1989 | n/a | Non-Lead | No | No |  | Single Family Residence | No | Unknown | Yes | Tier 3
269 | 16935 | US Hwy 281 | Windthorst | 76389 |  | 33.6012812 | -98.4410893 | Non-Lead - Plastic | No | Before 1989 | Non-Lead - Plastic Main to Non-Lead - Copper to meter | Non-Lead - Plastic | Before 1989 | n/a | Non-Lead | No | No |  | Single Family Residence | No | Unknown | Yes | Tier 1
270 | 150 | Scheffe Rd | Windthorst | 76389 |  | 33.5715857 | -98.4190468 | Non-Lead - Plastic | No | Before 1989 | Non-Lead - Plastic Main to Non-Lead - Copper to meter | Non-Lead - Plastic | Before 1989 | n/a | Non-Lead | No | No |  | Single Family Residence | No | Unknown | No
271 | 163 | Himmels Ln | Windthorst | 76389 |  | 33.6014003 | -98.4387587 | Non-Lead - Plastic | No | Before 1989 | Non-Lead - Plastic Main to Non-Lead - Copper to meter | Non-Lead - Plastic | Before 1989 | n/a | Non-Lead | No | No |  | Single Family Residence | No | Unknown | No
272 | 13246 | W Fm 174 | Windthorst | 76389 |  | 33.5723323 | -98.4217074 | Non-Lead - Plastic | No | Between 1989 and 2014 | Non-Lead - Plastic Main to Non-Lead - Copper to meter | Non-Lead - Plastic | Between 1989 and 2014 | n/a | Non-Lead | No | No |  | Single Family Residence | No | No | No
273 | 940 | Peysen Rd | Windthorst | 76389 |  | 33.5930945 | -98.4513870 | Non-Lead - Plastic | No | Between 1989 and 2014 | Non-Lead - Plastic Main to Non-Lead - Copper to meter | Non-Lead - Plastic | Between 1989 and 2014 | n/a | Non-Lead | No | No |  | Single Family Residence | No | No | No
274 | 3024 | Fm 2581 | Windthorst | 76389 |  | 33.5379952 | -98.4910852 | Non-Lead - Plastic | No | Between 1989 and 2014 | Non-Lead - Plastic Main to Non-Lead - Copper to meter | Non-Lead - Plastic | Between 1989 and 2014 | n/a | Non-Lead | No | No |  | Single Family Residence | No | No | No
275 | 16872 | Us Hwy 281 | Windthorst | 76389 |  | 33.6016826 | -98.4415397 | Non-Lead - Plastic | No | Before 1989 | Non-Lead - Plastic Main to Non-Lead - Copper to meter | Non-Lead - Plastic | Before 1989 | n/a | Non-Lead | No | No |  | Single Family Residence | No | Unknown | No
276 | 16712 | US Hwy 281 | Windthorst | 76389 |  | 33.6045457 | -98.4423597 | Non-Lead - Plastic | No | Before 1989 | Non-Lead - Plastic Main to Non-Lead - Copper to meter | Non-Lead - Plastic | Before 1989 | n/a | Non-Lead | No | No |  | Single Family Residence | No | Unknown | No
277 | 347 | Luig Rd | Windthorst | 76389 |  | 33.6095108 | -98.4481890 | Non-Lead - Plastic | No | Before 1989 | Non-Lead - Plastic Main to Non-Lead - Copper to meter | Non-Lead - Plastic | Before 1989 | n/a | Non-Lead | No | No |  | Single Family Residence | No | Unknown | No
278 | 2960 | Luig Rd | Windthorst | 76389 |  | 33.6095375 | -98.4633816 | Non-Lead - Plastic | No | Between 1989 and 2014 | Non-Lead - Plastic Main to Non-Lead - Copper to meter | Non-Lead - Plastic | Between 1989 and 2014 | n/a | Non-Lead | No | No |  | Single Family Residence | No | No | No
279 | 213 | Humpert Ln | Windthorst | 76389 |  | 33.6096351 | -98.4395637 | Non-Lead - Plastic | No | Before 1989 | Non-Lead - Plastic Main to Non-Lead - Copper to meter | Non-Lead - Plastic | Before 1989 | n/a | Non-Lead | No | No |  | Single Family Residence | No | Unknown | No
280 | 403 | Humpert Ln | Windthorst | 76389 |  | 33.6096737 | -98.4319315 | Non-Lead - Plastic | No | Between 1989 and 2014 | Non-Lead - Plastic Main to Non-Lead - Copper to meter | Non-Lead - Plastic | Between 1989 and 2014 | n/a | Non-Lead | No | No |  | Single Family Residence | No | No | No
281 | 298 | Munchrath Rd | Windthorst | 76389 |  | 33.5637173 | -98.4434961 | Non-Lead - Plastic | No | Between 1989 and 2014 | Non-Lead - Plastic Main to Non-Lead - Copper to meter | Non-Lead - Plastic | Between 1989 and 2014 | n/a | Non-Lead | No | No |  | Single Family Residence | No | No | No
282 | 15590 | US Hwy 281 | Windthorst | 76389 |  | 33.6181802 | -98.4461042 | Non-Lead - Plastic | No | Before 1989 | Non-Lead - Plastic Main to Non-Lead - Copper to meter | Non-Lead - Plastic | Before 1989 | n/a | Non-Lead | No | No |  | Single Family Residence | No | Unknown | No
283 | 895 | Lindemann Rd | Windthorst | 76389 |  | 33.6284035 | -98.4251218 | Non-Lead - Plastic | No | Before 1989 | Non-Lead - Plastic Main to Non-Lead - Copper to meter | Non-Lead - Plastic | Before 1989 | n/a | Non-Lead | No | No |  | Single Family Residence | No | Unknown | No
284 | 575 | Lindemann Rd | Windthorst | 76389 |  | 33.6272379 | -98.4177035 | Non-Lead - Plastic | No | Before 1989 | Non-Lead - Plastic Main to Non-Lead - Copper to meter | Non-Lead - Plastic | Before 1989 | n/a | Non-Lead | No | No |  | Single Family Residence | No | Unknown | No
285 | 1237 | Lindemann Rd | Windthorst | 76389 |  | 33.6284515 | -98.4266085 | Non-Lead - Plastic | No | Before 1989 | Non-Lead - Plastic Main to Non-Lead - Copper to meter | Non-Lead - Plastic | Before 1989 | n/a | Non-Lead | No | No |  | Single Family Residence | No | Unknown | No
286 | 3337 | Munchrath Rd | Windthorst | 76389 |  | 33.5640914 | -98.5004996 | Non-Lead - Plastic | No | Between 1989 and 2014 | Non-Lead - Plastic Main to Non-Lead - Copper to meter | Non-Lead - Plastic | Between 1989 and 2014 | n/a | Non-Lead | No | No |  | Single Family Residence | No | No | No
287 | 408 | Lindemann Rd | Windthorst | 76389 |  | 33.6271072 | -98.4164993 | Non-Lead - Plastic | No | Before 1989 | Non-Lead - Plastic Main to Non-Lead - Copper to meter | Non-Lead - Plastic | Before 1989 | n/a | Non-Lead | No | No |  | Single Family Residence | No | Unknown | No
288 | 3008 | Veitenheimer Rd | Windthorst | 76389 |  | 33.6254233 | -98.4094842 | Non-Lead - Plastic | No | Before 1989 | Non-Lead - Plastic Main to Non-Lead - Copper to meter | Non-Lead - Plastic | Before 1989 | n/a | Non-Lead | No | No |  | Single Family Residence | No | Unknown | No
289 | 2478 | Veitenheimer Rd | Windthorst | 76389 |  | 33.6179344 | -98.4094553 | Non-Lead - Plastic | No | Before 1989 | Non-Lead - Plastic Main to Non-Lead - Copper to meter | Non-Lead - Plastic | Before 1989 | n/a | Non-Lead | No | No |  | Single Family Residence | No | Unknown | No
290 | 2100 | Veitenheimer Rd | Windthorst | 76389 |  | 33.6126786 | -98.4095499 | Non-Lead - Plastic | No | Before 1989 | Non-Lead - Plastic Main to Non-Lead - Copper to meter | Non-Lead - Plastic | Before 1989 | n/a | Non-Lead | No | No |  | Single Family Residence | No | Unknown | No
291 | 1978 | Veitenheimer Rd | Windthorst | 76389 |  | 33.6103081 | -98.4095465 | Non-Lead - Plastic | No | Before 1989 | Non-Lead - Plastic Main to Non-Lead - Copper to meter | Non-Lead - Plastic | Before 1989 | n/a | Non-Lead | No | No |  | Single Family Residence | No | Unknown | No
292 | 1828 | Veitenheimer Rd | Windthorst | 76389 |  | 33.6095670 | -98.4095564 | Non-Lead - Plastic | No | Before 1989 | Non-Lead - Plastic Main to Non-Lead - Copper to meter | Non-Lead - Plastic | Before 1989 | n/a | Non-Lead | No | No |  | Single Family Residence | No | Unknown | No
293 | 1566 | W Veitenheimer Rd | Windthorst | 76389 |  | 33.6047251 | -98.4095256 | Non-Lead - Plastic | No | Before 1989 | Non-Lead - Plastic Main to Non-Lead - Copper to meter | Non-Lead - Plastic | Before 1989 | n/a | Non-Lead | No | No |  | Single Family Residence | No | Unknown | No
294 | 2383 | Conrady Rd | Windthorst | 76389 |  | 33.5991136 | -98.3971382 | Non-Lead - Plastic | No | Before 1989 | Non-Lead - Plastic Main to Non-Lead - Copper to meter | Non-Lead - Plastic | Before 1989 | n/a | Non-Lead | No | No |  | Single Family Residence | No | Unknown | No
295 | 604 | Wilde Ln | Windthorst | 76389 |  | 33.5991225 | -98.3971368 | Non-Lead - Plastic | No | Before 1989 | Non-Lead - Plastic Main to Non-Lead - Copper to meter | Non-Lead - Plastic | Before 1989 | n/a | Non-Lead | No | No |  | Single Family Residence | No | Unknown | No
296 | 138 | Shady Ln | Windthorst | 76389 |  | 33.6018181 | -98.4095400 | Non-Lead - Plastic | No | Before 1989 | Non-Lead - Plastic Main to Non-Lead - Copper to meter | Non-Lead - Plastic | Before 1989 | n/a | Non-Lead | No | No |  | Single Family Residence | No | Unknown | Yes | Tier 3
297 | 1737 | Conrady Rd | Windthorst | 76389 |  | 33.5897330 | -98.3973040 | Non-Lead - Plastic | No | Before 1989 | Non-Lead - Plastic Main to Non-Lead - Copper to meter | Non-Lead - Plastic | Before 1989 | n/a | Non-Lead | No | No |  | Single Family Residence | No | Unknown | No
298 | 437 | Katie Ln | Windthorst | 76389 |  | 33.6058618 | -98.4147662 | Non-Lead - Plastic | No | Before 1989 | Non-Lead - Plastic Main to Non-Lead - Copper to meter | Non-Lead - Plastic | Before 1989 | n/a | Non-Lead | No | No |  | Single Family Residence | No | Unknown | No
299 | 407 | Katie Ln | Windthorst | 76389 |  | 33.6058573 | -98.4147863 | Non-Lead - Plastic | No | Before 1989 | Non-Lead - Plastic Main to Non-Lead - Copper to meter | Non-Lead - Plastic | Before 1989 | n/a | Non-Lead | No | No |  | Single Family Residence | No | Unknown | No
300 | 4645 | Munchrath Rd | Windthorst | 76389 |  | 33.5666030 | -98.5111735 | Non-Lead - Plastic | No | Between 1989 and 2014 | Non-Lead - Plastic Main to Non-Lead - Copper to meter | Non-Lead - Plastic | Between 1989 and 2014 | n/a | Non-Lead | No | No |  | Single Family Residence | No | No | No
301 | 630 | Veitenheimer Rd | Windthorst | 76389 |  | 33.6002469 | -98.4204376 | Non-Lead - Plastic | No | Before 1989 | Non-Lead - Plastic Main to Non-Lead - Copper to meter | Non-Lead - Plastic | Before 1989 | n/a | Non-Lead | No | No |  | Single Family Residence | No | Unknown | No
302 | 478 | W Veitenheimer Rd | Windthorst | 76389 |  | 33.5981569 | -98.4204731 | Non-Lead - Plastic | No | Before 1989 | Non-Lead - Plastic Main to Non-Lead - Copper to meter | Non-Lead - Plastic | Before 1989 | n/a | Non-Lead | No | No |  | Single Family Residence | No | Unknown | No
303 | 369 | W Veitenheimer Rd | Windthorst | 76389 |  | 33.5964629 | -98.4206384 | Non-Lead - Plastic | No | Before 1989 | Non-Lead - Plastic Main to Non-Lead - Copper to meter | Non-Lead - Plastic | Before 1989 | n/a | Non-Lead | No | No |  | Single Family Residence | No | Unknown | No
304 | 562 | Double A Ln | Windthorst | 76389 |  | 33.5940863 | -98.4146458 | Non-Lead - Plastic | No | Before 1989 | Non-Lead - Plastic Main to Non-Lead - Copper to meter | Non-Lead - Plastic | Before 1989 | n/a | Non-Lead | No | No |  | Single Family Residence | No | Unknown | No
305 | 961 | Scheffe Rd | Windthorst | 76389 |  | 33.5868449 | -98.4196788 | Non-Lead - Plastic | No | Before 1989 | Non-Lead - Plastic Main to Non-Lead - Copper to meter | Non-Lead - Plastic | Before 1989 | n/a | Non-Lead | No | No |  | Single Family Residence | No | Unknown | Yes | Tier 1
306 | 289 | Frances Dr | Windthorst | 76389 |  | 33.5888400 | -98.4196825 | Non-Lead - Plastic | No | Before 1989 | Non-Lead - Plastic Main to Non-Lead - Copper to meter | Non-Lead - Plastic | Before 1989 | n/a | Non-Lead | No | No |  | Single Family Residence | No | Unknown | No
307 | 363 | Frances Dr | Windthorst | 76389 |  | 33.5888333 | -98.4196986 | Non-Lead - Plastic | No | Before 1989 | Non-Lead - Plastic Main to Non-Lead - Copper to meter | Non-Lead - Plastic | Before 1989 | n/a | Non-Lead | No | No |  | Single Family Residence | No | Unknown | No
308 | 564 | W Veitenheimer Rd | Windthorst | 76389 |  | 33.5928377 | -98.4297059 | Non-Lead - Plastic | No | Before 1989 | Non-Lead - Plastic Main to Non-Lead - Copper to meter | Non-Lead - Plastic | Before 1989 | n/a | Non-Lead | No | No |  | Single Family Residence | No | Unknown | No
309 | 825 | Veitenheimer Rd | Windthorst | 76389 |  | 33.5927388 | -98.4321431 | Non-Lead - Plastic | No | Before 1989 | Non-Lead - Plastic Main to Non-Lead - Copper to meter | Non-Lead - Plastic | Before 1989 | n/a | Non-Lead | No | No |  | Single Family Residence | No | Unknown | No
310 | 903 | W Veitenheimer Rd | Windthorst | 76389 |  | 33.5927556 | -98.4332656 | Non-Lead - Plastic | No | Before 1989 | Non-Lead - Plastic Main to Non-Lead - Copper to meter | Non-Lead - Plastic | Before 1989 | n/a | Non-Lead | No | No |  | Single Family Residence | No | Unknown | No
311 | 18189 | US Hwy 281 | Windthorst | 76389 | Use GPS Coordinates | 33.5927578 | -98.4336921 | Non-Lead - Plastic | No | Before 1989 | Non-Lead - Plastic Main to Non-Lead - Copper to meter | Non-Lead - Plastic | Before 1989 | n/a | Non-Lead | No | No |  | Single Family Residence | No | Unknown | No
312 | 17857 | Us Hwy 281 | Windthorst | 76389 |  | 33.5897923 | -98.4379147 | Non-Lead - Plastic | No | Before 1989 | Non-Lead - Plastic Main to Non-Lead - Copper to meter | Non-Lead - Plastic | Before 1989 | n/a | Non-Lead | No | No |  | Single Family Residence | No | Unknown | No
313 | 17565 | US Hwy 281 | Windthorst | 76389 |  | 33.5927840 | -98.4384199 | Non-Lead - Plastic | No | Before 1989 | Non-Lead - Plastic Main to Non-Lead - Copper to meter | Non-Lead - Plastic | Before 1989 | n/a | Non-Lead | No | No |  | Building | No | Unknown | No
314 | 17558 | US HWY 281 | Windthorst | 76389 |  | 33.5925080 | -98.4390288 | Non-Lead - Plastic | No | Before 1989 | Non-Lead - Plastic Main to Non-Lead - Copper to meter | Non-Lead - Plastic | Before 1989 | n/a | Non-Lead | No | No |  | Building | No | Unknown | No
315 | 17629 | US HWY 281 | Windthorst | 76389 |  | 33.5914394 | -98.4383747 | Non-Lead - Plastic | No | Between 1989 and 2014 | Non-Lead - Plastic Main to Non-Lead - Copper to meter | Non-Lead - Plastic | Between 1989 and 2014 | n/a | Non-Lead | No | No |  | Building | No | No | No
317 | 17584 | US HWY 281 | Windthorst | 76389 |  | 33.5919551 | -98.4388422 | Non-Lead - Plastic | No | Before 1989 | Non-Lead - Plastic Main to Non-Lead - Copper to meter | Non-Lead - Plastic | Before 1989 | n/a | Non-Lead | No | No |  | Single Family Residence | No | Unknown | No
318 | 17628 | US HWY 281 | Windthorst | 76389 |  | 33.5915518 | -98.4387725 | Non-Lead - Plastic | No | Before 1989 | Non-Lead - Plastic Main to Non-Lead - Copper to meter | Non-Lead - Plastic | Before 1989 | n/a | Non-Lead | No | No |  | Single Family Residence | No | Unknown | No
319 | 17673 | US HWY 281 | Windthorst | 76389 |  | 33.5909880 | -98.4382283 | Non-Lead - Plastic | No | Before 1989 | Non-Lead - Plastic Main to Non-Lead - Copper to meter | Non-Lead - Plastic | Before 1989 | n/a | Non-Lead | No | No |  | Single Family Residence | No | Unknown | No
320 | 17723 | US HWY 281 | Windthorst | 76389 |  | 33.5908329 | -98.4381772 | Non-Lead - Plastic | No | Before 1989 | Non-Lead - Plastic Main to Non-Lead - Copper to meter | Non-Lead - Plastic | Before 1989 | n/a | Non-Lead | No | No |  | Single Family Residence | No | Unknown | No
321 | 1061 | Zotz Rd | Windthorst | 76389 |  | 33.5852757 | -98.4410123 | Non-Lead - Plastic | No | Before 1989 | Non-Lead - Plastic Main to Non-Lead - Plastic to meter | Non-Lead - Plastic | Before 1989 | n/a | Non-Lead | No | No |  | Single Family Residence | No | Unknown | No
322 | 9006 | State Hwy 25 E | Windthorst | 76389 |  | 33.5776189 | -98.4597382 | Non-Lead - Plastic | No | Between 1989 and 2014 | Non-Lead - Plastic Main to Non-Lead - Copper to meter | Non-Lead - Plastic | Between 1989 and 2014 | n/a | Non-Lead | No | No |  | Single Family Residence | No | No | No
323 | 17441 | Us Hwy 281 | Windthorst | 76389 |  | 33.5849284 | -98.4369093 | Non-Lead - Plastic | No | Before 1989 | Non-Lead - Plastic Main to Non-Lead - Copper to meter | Non-Lead - Plastic | Before 1989 | n/a | Non-Lead | No | No |  | Single Family Residence | No | Unknown | No
324 | 18209 | US HWY 281 | Windthorst | 76389 |  | 33.5826089 | -98.4359261 | Non-Lead - Plastic | No | Before 1989 | Non-Lead - Plastic Main to Non-Lead - Copper to meter | Non-Lead - Plastic | Before 1989 | n/a | Non-Lead | No | No |  | Single Family Residence | No | Unknown | No
325 | 18478 | US HWY 281 | Windthorst | 76389 |  | 33.5797563 | -98.4361205 | Non-Lead - Plastic | No | Before 1989 | Non-Lead - Plastic Main to Non-Lead - Copper to meter | Non-Lead - Plastic | Before 1989 | n/a | Non-Lead | No | No |  | Building | No | Unknown | No
326 | 18504 | US HWY 281 | Windthorst | 76389 |  | 33.5789979 | -98.4362243 | Non-Lead - Plastic | No | Before 1989 | Non-Lead - Plastic Main to Non-Lead - Copper to meter | Non-Lead - Plastic | Before 1989 | n/a | Non-Lead | No | No |  | Building | No | Unknown | No
327 | 18554 | US HWY 281 | Windthorst | 76389 |  | 33.5784338 | -98.4363528 | Non-Lead - Plastic | No | Before 1989 | Non-Lead - Plastic Main to Non-Lead - Copper to meter | Non-Lead - Plastic | Before 1989 | n/a | Non-Lead | No | No |  | Single Family Residence | No | Unknown | No
328 | 18628 | US HWY 281 | Windthorst | 76389 |  | 33.5781095 | -98.4364540 | Non-Lead - Plastic | No | Before 1989 | Non-Lead - Plastic Main to Non-Lead - Copper to meter | Galvanized | Before 1989 | n/a | Non-Lead | No | No |  | Single Family Residence | No | Unknown | No
329 | 296 | St. Marys St. | Windthorst | 76389 |  | 33.5758549 | -98.4404583 | Non-Lead - Plastic | No | Before 1989 | Non-Lead - Plastic Main to Non-Lead - Copper to meter | Non-Lead - Plastic | Before 1989 | n/a | Non-Lead | No | No |  | Other | No | Unknown | No
331 | 1016 | Conrady Rd | Windthorst | 76389 |  | 33.5785283 | -98.3971395 | Non-Lead - Plastic | No | Between 1989 and 2014 | Non-Lead - Plastic Main to Non-Lead - Copper to meter | Non-Lead - Plastic | Between 1989 and 2014 | n/a | Non-Lead | No | No |  | Single Family Residence | No | No | No
332 | 384 | Humpert Ln | Windthorst | 76389 |  | 33.6094389 | -98.4325051 | Non-Lead - Plastic | No | Between 1989 and 2014 | Non-Lead - Plastic Main to Non-Lead - Copper to meter | Non-Lead - Plastic | Between 1989 and 2014 | n/a | Non-Lead | No | No |  | Single Family Residence | No | No | No
333 | 2196 | Cobb Rd | Windthorst | 76389 |  | 33.5658424 | -98.3769117 | Non-Lead - Plastic | No | Between 1989 and 2014 | Non-Lead - Plastic Main to Non-Lead - Copper to meter | Non-Lead - Plastic | Between 1989 and 2014 | n/a | Non-Lead | No | No |  | Single Family Residence | No | No | No
334 | 2325 | Munchrath Rd | Windthorst | 76389 |  | 33.5638705 | -98.4823341 | Non-Lead - Plastic | No | After 2014 | Non-Lead - Plastic Main to Non-Lead - Copper to meter | Non-Lead - Plastic | After 2014 | n/a | Non-Lead | No | No |  | Single Family Residence | No | No | No
335 | 776 | Schroeder Rd | Windthorst | 76389 |  | 33.5456347 | -98.5032210 | Non-Lead - Plastic | No | Between 1989 and 2014 | Non-Lead - Plastic Main to Non-Lead - Copper to meter | Non-Lead - Plastic | Between 1989 and 2014 | n/a | Non-Lead | No | No |  | Single Family Residence | No | No | No
336 |  | Schroeder Dr | Windthorst | 76389 | Use GPS Coordinates | 33.5858478 | -98.4411719 | Non-Lead - Plastic | No | Before 1989 | Non-Lead - Plastic Main to Non-Lead - Copper to meter | Non-Lead - Plastic | Before 1989 | n/a | Non-Lead | No | No |  | Single Family Residence | No | Unknown | No
337 | 998 | Wolf Rd | Windthorst | 76389 |  | 33.5240597 | -98.4637818 | Non-Lead - Plastic | No | Before 1989 | Non-Lead - Plastic Main to Non-Lead - Copper to meter | Non-Lead - Plastic | Before 1989 | n/a | Non-Lead | No | No |  | Single Family Residence | No | Unknown | No
338 | 10824 | W FM 174 | Windthorst | 76389 |  | 33.5662237 | -98.3837567 | Non-Lead - Plastic | No | Between 1989 and 2014 | Non-Lead - Plastic Main to Non-Lead - Copper to meter | Non-Lead - Plastic | Between 1989 and 2014 | n/a | Non-Lead | No | No |  | Single Family Residence | No | No | No
339 | 951 | FM 2581 | Windthorst | 76389 |  | 33.5373126 | -98.4533910 | Non-Lead - Plastic | No | Before 1989 | Non-Lead - Plastic Main to Non-Lead - Copper to meter | Non-Lead - Plastic | Before 1989 | n/a | Non-Lead | No | No |  | Single Family Residence | No | Unknown | No
340 | 694 | Winter Ln | Windthorst | 76389 |  | 33.5172074 | -98.4808250 | Non-Lead - Plastic | No | Before 1989 | Non-Lead - Plastic Main to Non-Lead - Copper to meter | Non-Lead - Plastic | Before 1989 | n/a | Non-Lead | No | No |  | Single Family Residence | No | Unknown | No
341 | 1705 | Conrady Rd | Windthorst | 76389 |  | 33.5892213 | -98.3973319 | Non-Lead - Plastic | No | Between 1989 and 2014 | Non-Lead - Plastic Main to Non-Lead - Copper to meter | Non-Lead - Plastic | Between 1989 and 2014 | n/a | Non-Lead | No | No |  | Single Family Residence | No | No | No
342 | 2604 | Fm 2581 | Windthorst | 76389 |  | 33.5379128 | -98.4827725 | Non-Lead - Plastic | No | Before 1989 | Non-Lead - Plastic Main to Non-Lead - Copper to meter | Non-Lead - Plastic | Before 1989 | n/a | Non-Lead | No | No |  | Single Family Residence | No | Unknown | No
343 | 3931 | Munchrath Rd | Windthorst | 76389 | Use GPS Coordinates | 33.5641952 | -98.5094133 | Non-Lead - Plastic | No | Before 1989 | Non-Lead - Plastic Main to Non-Lead - Copper to meter | Non-Lead - Plastic | Before 1989 | n/a | Non-Lead | No | No |  | Single Family Residence | No | Unknown | No
344 | 4033 | Munchrath Rd | Windthorst | 76389 |  | 33.5665874 | -98.5111735 | Non-Lead - Plastic | No | Before 1989 | Non-Lead - Plastic Main to Non-Lead - Copper to meter | Non-Lead - Plastic | Before 1989 | n/a | Non-Lead | No | No |  | Single Family Residence | No | Unknown | No
345 | 171 | Conrady Rd | Windthorst | 76389 |  | 33.5671145 | -98.3973858 | Non-Lead - Plastic | No | Before 1989 | Non-Lead - Plastic Main to Non-Lead - Copper to meter | Non-Lead - Plastic | Before 1989 | n/a | Non-Lead | No | No |  | Single Family Residence | No | Unknown | No
346 | 733 | Peysen Rd | Windthorst | 76389 |  | 33.5929437 | -98.4497857 | Non-Lead - Plastic | No | Between 1989 and 2014 | Non-Lead - Plastic Main to Non-Lead - Copper to meter | Non-Lead - Plastic | Between 1989 and 2014 | n/a | Non-Lead | No | No |  | Single Family Residence | No | No | No
347 | 2102 | Zihlman Rd | Windthorst | 76389 |  | 33.5784711 | -98.4319273 | Non-Lead - Plastic | No | Before 1989 | Non-Lead - Plastic Main to Non-Lead - Copper to meter | Non-Lead - Plastic | Before 1989 | n/a | Non-Lead | No | No |  | Single Family Residence | No | Unknown | No
348 |  | Hoff Rd | Windthorst | 76389 | Use GPS Coordinates | 33.5295965 | -98.4141950 | Non-Lead - Plastic | No | Before 1989 | Non-Lead - Plastic Main to Non-Lead - Copper to meter | Non-Lead - Plastic | Before 1989 | n/a | Non-Lead | No | No |  | Single Family Residence | No | Unknown | No
349 | 377 | Hoff Rd | Windthorst | 76389 |  | 33.5258377 | -98.4141060 | Non-Lead - Plastic | No | Between 1989 and 2014 | Non-Lead - Plastic Main to Non-Lead - Copper to meter | Non-Lead - Plastic | Between 1989 and 2014 | n/a | Non-Lead | No | No |  | Single Family Residence | No | No | No
350 | 172 | State Hwy 25 E | Windthorst | 76389 |  | 33.5542868 | -98.5539894 | Non-Lead - Plastic | No | Before 1989 | Non-Lead - Plastic Main to Non-Lead - Copper to meter | Non-Lead - Plastic | Before 1989 | n/a | Non-Lead | No | No |  | Single Family Residence | No | Unknown | No
351 | 589 | Schroeder Rd | Windthorst | 76389 |  | 33.5509447 | -98.5034440 | Non-Lead - Plastic | No | Before 1989 | Non-Lead - Plastic Main to Non-Lead - Copper to meter | Non-Lead - Plastic | Before 1989 | n/a | Non-Lead | No | No |  | Single Family Residence | No | Unknown | No
352 | 300 | Hillside Lane | Windthorst | 76389 |  | 33.5641292 | -98.4932469 | Non-Lead - Plastic | No | Before 1989 | Non-Lead - Plastic Main to Non-Lead - Copper to meter | Non-Lead - Plastic | Before 1989 | n/a | Non-Lead | No | No |  | Single Family Residence | No | Unknown | No
353 | 2094 | Wolf Rd | Windthorst | 76389 |  | 33.5057240 | -98.4711325 | Non-Lead - Plastic | No | Between 1989 and 2014 | Non-Lead - Plastic Main to Non-Lead - Copper to meter | Non-Lead - Plastic | Between 1989 and 2014 | n/a | Non-Lead | No | No |  | Single Family Residence | No | No | No
354 | 1749 | Fm 2581 | Windthorst | 76389 |  | 33.5374798 | -98.4703434 | Non-Lead - Plastic | No | Between 1989 and 2014 | Non-Lead - Plastic Main to Non-Lead - Copper to meter | Non-Lead - Plastic | Between 1989 and 2014 | n/a | Non-Lead | No | No |  | Single Family Residence | No | No | No
355 | 9382 | State Hwy 25 E | Windthorst | 76389 |  | 33.5775706 | -98.4545147 | Non-Lead - Plastic | No | Between 1989 and 2014 | Non-Lead - Plastic Main to Non-Lead - Copper to meter | Non-Lead - Plastic | Between 1989 and 2014 | n/a | Non-Lead | No | No |  | Single Family Residence | No | No | No
356 | 962 | Scheffe Rd | Windthorst | 76389 |  | 33.5867472 | -98.4194756 | Non-Lead - Plastic | No | Between 1989 and 2014 | Non-Lead - Plastic Main to Non-Lead - Copper to meter | Non-Lead - Plastic | Between 1989 and 2014 | n/a | Non-Lead | No | No |  | Single Family Residence | No | No | No
357 | 1807 | Zihlman Rd | Windthorst | 76389 |  | 33.5782245 | -98.4275527 | Non-Lead - Plastic | No | Before 1989 | Non-Lead - Plastic Main to Non-Lead - Copper to meter | Non-Lead - Plastic | Before 1989 | n/a | Non-Lead | No | No |  | Single Family Residence | No | Unknown | No
358 | 483 | FM 2581 | Windthorst | 76389 |  | 33.5372237 | -98.4450630 | Non-Lead - Plastic | No | Between 1989 and 2014 | Non-Lead - Plastic Main to Non-Lead - Copper to meter | Non-Lead - Plastic | Between 1989 and 2014 | n/a | Non-Lead | No | No |  | Single Family Residence | No | No | No
359 | 244 | Bell Rd | Windthorst | 76389 |  | 33.5446795 | -98.5540243 | Non-Lead - Plastic | No | Between 1989 and 2014 | Non-Lead - Plastic Main to Non-Lead - Copper to meter | Non-Lead - Plastic | Between 1989 and 2014 | n/a | Non-Lead | No | No |  | Single Family Residence | No | No | No
360 | 575 | Lindemann Rd | Windthorst | 76389 |  | 33.6272390 | -98.4176874 | Non-Lead - Plastic | No | Between 1989 and 2014 | Non-Lead - Plastic Main to Non-Lead - Copper to meter | Non-Lead - Plastic | Between 1989 and 2014 | n/a | Non-Lead | No | No |  | Single Family Residence | No | No | No
361 | 100 | Sam Cowan Rd | Windthorst | 76389 |  | 33.5394423 | -98.5543247 | Non-Lead - Plastic | No | Between 1989 and 2014 | Non-Lead - Plastic Main to Non-Lead - Copper to meter | Non-Lead - Plastic | Between 1989 and 2014 | n/a | Non-Lead | No | No |  | Single Family Residence | No | No | No
362 | 3196 | Bell Rd | Windthorst | 76389 |  | 33.5565128 | -98.5865524 | Non-Lead - Plastic | No | Between 1989 and 2014 | Non-Lead - Plastic Main to Non-Lead - Copper to meter | Non-Lead - Plastic | Between 1989 and 2014 | n/a | Non-Lead | No | No |  | Single Family Residence | No | No | No
363 | 2188 | Zihlman Rd | Windthorst | 76389 |  | 33.5784792 | -98.4333749 | Non-Lead - Plastic | No | Before 1989 | Non-Lead - Plastic Main to Non-Lead - Copper to meter | Non-Lead - Plastic | Before 1989 | n/a | Non-Lead | No | No |  | Single Family Residence | No | Unknown | No
364 | 2143 | W Veitenheimer Rd | Windthorst | 76389 |  | 33.6128635 | -98.4097306 | Non-Lead - Plastic | No | Between 1989 and 2014 | Non-Lead - Plastic Main to Non-Lead - Copper to meter | Non-Lead - Plastic | Between 1989 and 2014 | n/a | Non-Lead | No | No |  | Single Family Residence | No | No | No
365 | 8764 | Fm 2581 | Windthorst | 76389 |  | 33.5475733 | -98.5795207 | Non-Lead - Plastic | No | Between 1989 and 2014 | Non-Lead - Plastic Main to Non-Lead - Copper to meter | Non-Lead - Plastic | Between 1989 and 2014 | n/a | Non-Lead | No | No |  | Single Family Residence | No | No | No
366 | 1435 | Scheffe Rd | Windthorst | 76389 |  | 33.5898719 | -98.4196745 | Non-Lead - Plastic | No | Between 1989 and 2014 | Non-Lead - Plastic Main to Non-Lead - Copper to meter | Non-Lead - Plastic | Between 1989 and 2014 | n/a | Non-Lead | No | No |  | Single Family Residence | No | No | No
367 | 1650 | Scheffe Rd | Windthorst | 76389 |  | 33.5933072 | -98.4194767 | Non-Lead - Plastic | No | Between 1989 and 2014 | Non-Lead - Plastic Main to Non-Lead - Copper to meter | Non-Lead - Plastic | Between 1989 and 2014 | n/a | Non-Lead | No | No |  | Single Family Residence | No | No | No
368 | 1993 | Bell Rd | Windthorst | 76389 |  | 33.5428845 | -98.5725301 | Non-Lead - Plastic | No | Between 1989 and 2014 | Non-Lead - Plastic Main to Non-Lead - Copper to meter | Non-Lead - Plastic | Between 1989 and 2014 | n/a | Non-Lead | No | No |  | Single Family Residence | No | No | No
369 | 678 | Klubenstein Ln | Windthorst | 76389 |  | 33.5523632 | -98.4092261 | Non-Lead - Plastic | No | Between 1989 and 2014 | Non-Lead - Plastic Main to Non-Lead - Copper to meter | Non-Lead - Plastic | Between 1989 and 2014 | n/a | Non-Lead | No | No |  | Single Family Residence | No | No | No
370 | 178 | Humpert Ln | Windthorst | 76389 |  | 33.6094787 | -98.4400374 | Non-Lead - Plastic | No | Before 1989 | Non-Lead - Plastic Main to Non-Lead - Copper to meter | Non-Lead - Plastic | After 2014 | n/a | Non-Lead | No | No |  | Single Family Residence | No | No | No
371 | 3506 | Fm 2581 | Windthorst | 76389 |  | 33.5380625 | -98.4988838 | Non-Lead - Plastic | No | Between 1989 and 2014 | Non-Lead - Plastic Main to Non-Lead - Copper to meter | Non-Lead - Plastic | Between 1989 and 2014 | n/a | Non-Lead | No | No |  | Single Family Residence | No | No | No
372 | 1863 | Zihlman Rd | Windthorst | 76389 |  | 33.5782267 | -98.4275674 | Non-Lead - Plastic | No | Between 1989 and 2014 | Non-Lead - Plastic Main to Non-Lead - Copper to meter | Non-Lead - Plastic | Between 1989 and 2014 | n/a | Non-Lead | No | No |  | Single Family Residence | No | No | No
373 | 1116 | Munchrath Rd | Windthorst | 76389 |  | 33.5637696 | -98.4596619 | Non-Lead - Plastic | No | Between 1989 and 2014 | Non-Lead - Plastic Main to Non-Lead - Copper to meter | Non-Lead - Plastic | Between 1989 and 2014 | n/a | Non-Lead | No | No |  | Single Family Residence | No | No | No
374 | 145 | Humpert Ln | Windthorst | 76389 |  | 33.6096394 | -98.4411089 | Non-Lead - Plastic | No | Between 1989 and 2014 | Non-Lead - Plastic Main to Non-Lead - Copper to meter | Non-Lead - Plastic | Between 1989 and 2014 | n/a | Non-Lead | No | No |  | Single Family Residence | No | No | No
375 | 2094 | Wolf Rd | Windthorst | 76389 |  | 33.5057240 | -98.4711137 | Non-Lead - Plastic | No | Between 1989 and 2014 | Non-Lead - Plastic Main to Non-Lead - Copper to meter | Non-Lead - Plastic | Between 1989 and 2014 | n/a | Non-Lead | No | No |  | Single Family Residence | No | No | No
376 | 10503 | W FM 174 | Windthorst | 76389 |  | 33.5658692 | -98.3769117 | Non-Lead - Plastic | No | Before 1989 | Non-Lead - Plastic Main to Non-Lead - Copper to meter | Non-Lead - Plastic | Before 1989 | n/a | Non-Lead | No | No |  | Single Family Residence | No | Unknown | No
377 | 231 | Weinzapple Loop | Windthorst | 76389 |  | 33.5802008 | -98.4352683 | Non-Lead - Plastic | No | Between 1989 and 2014 | Non-Lead - Plastic Main to Non-Lead - Copper to meter | Non-Lead - Plastic | Between 1989 and 2014 | n/a | Non-Lead | No | No |  | Single Family Residence | No | No | No
378 | 338 | Munchrath Rd | Windthorst | 76389 |  | 33.5636091 | -98.4433500 | Non-Lead - Plastic | No | Between 1989 and 2014 | Non-Lead - Plastic Main to Non-Lead - Copper to meter | Non-Lead - Plastic | Between 1989 and 2014 | n/a | Non-Lead | No | No |  | Single Family Residence | No | No | No
379 | 9512 | State Hwy 25 E | Windthorst | 76389 |  | 33.5778578 | -98.4517807 | Non-Lead - Plastic | No | Between 1989 and 2014 | Non-Lead - Plastic Main to Non-Lead - Copper to meter | Non-Lead - Plastic | Between 1989 and 2014 | n/a | Non-Lead | No | No |  | Single Family Residence | No | No | No
380 | 15607 | US Hwy 281 | Windthorst | 76389 |  | 33.6196698 | -98.4461458 | Non-Lead - Plastic | No | Before 1989 | Non-Lead - Plastic Main to Non-Lead - Copper to meter | Non-Lead - Plastic | Before 1989 | n/a | Non-Lead | No | No |  | Single Family Residence | No | Unknown | No
382 | 372 | Saint Marys St | Windthorst | 76389 |  | 33.5738389 | -98.4398562 | Non-Lead - Plastic | No | Between 1989 and 2014 | Non-Lead - Plastic Main to Non-Lead - Copper to meter | Non-Lead - Plastic | Between 1989 and 2014 | n/a | Non-Lead | No | No |  | Single Family Residence | No | No | No
383 |  | 654 FM 2581 | Windthorst | 76389 | Use GPS Coordinates | 33.5375405 | -98.4457479 | Non-Lead - Plastic | No | Between 1989 and 2014 | Non-Lead - Plastic Main to Non-Lead - Copper to meter | Non-Lead - Plastic | Between 1989 and 2014 | n/a | Non-Lead | No | No |  | Other | No | No | No
384 | 2776 | Fm 2581 | Windthorst | 76389 |  | 33.5379329 | -98.4859893 | Non-Lead - Plastic | No | Between 1989 and 2014 | Non-Lead - Plastic Main to Non-Lead - Copper to meter | Non-Lead - Plastic | Between 1989 and 2014 | n/a | Non-Lead | No | No |  | Single Family Residence | No | No | No
385 | 1744 | Zihlman Rd | Windthorst | 76389 |  | 33.5784019 | -98.4260557 | Non-Lead - Plastic | No | Between 1989 and 2014 | Non-Lead - Plastic Main to Non-Lead - Copper to meter | Non-Lead - Plastic | Between 1989 and 2014 | n/a | Non-Lead | No | No |  | Single Family Residence | No | No | No
386 | 824 | Schroeder Rd | Windthorst | 76389 |  | 33.5448588 | -98.5033301 | Non-Lead - Plastic | No | Between 1989 and 2014 | Non-Lead - Plastic Main to Non-Lead - Copper to meter | Non-Lead - Plastic | Between 1989 and 2014 | n/a | Non-Lead | No | No |  | Single Family Residence | No | No | No
387 | 19373 | US Hwy 281 | Windthorst | 76389 |  | 33.5620139 | -98.4387577 | Non-Lead - Plastic | No | Between 1989 and 2014 | Non-Lead - Plastic Main to Non-Lead - Copper to meter | Non-Lead - Plastic | Between 1989 and 2014 | n/a | Non-Lead | No | No |  | Single Family Residence | No | No | No
388 | 387 | Peysen Rd | Windthorst | 76389 |  | 33.5928879 | -98.4437775 | Non-Lead - Plastic | No | Between 1989 and 2014 | Non-Lead - Plastic Main to Non-Lead - Copper to meter | Non-Lead - Plastic | Between 1989 and 2014 | n/a | Non-Lead | No | No |  | Single Family Residence | No | No | No
389 | 9674 | State Hwy 25 E | Windthorst | 76389 |  | 33.5775473 | -98.4492142 | Non-Lead - Plastic | No | Between 1989 and 2014 | Non-Lead - Plastic Main to Non-Lead - Copper to meter | Non-Lead - Plastic | Between 1989 and 2014 | n/a | Non-Lead | No | No |  | Single Family Residence | No | No | No
390 | 445 | Himmels Rd | Windthorst | 76389 |  | 33.6013563 | -98.4346170 | Non-Lead - Plastic | No | Between 1989 and 2014 | Non-Lead - Plastic Main to Non-Lead - Copper to meter | Non-Lead - Plastic | Between 1989 and 2014 | n/a | Non-Lead | No | No |  | Single Family Residence | No | No | No
391 | 447 | Himmels Rd | Windthorst | 76389 |  | 33.6013597 | -98.4338794 | Non-Lead - Plastic | No | Between 1989 and 2014 | Non-Lead - Plastic Main to Non-Lead - Copper to meter | Non-Lead - Plastic | Between 1989 and 2014 | n/a | Non-Lead | No | No |  | Single Family Residence | No | No | No
392 | 3640 | Fm 2581 | Windthorst | 76389 |  | 33.5381112 | -98.5004840 | Non-Lead - Plastic | No | Between 1989 and 2014 | Non-Lead - Plastic Main to Non-Lead - Copper to meter | Non-Lead - Plastic | Between 1989 and 2014 | n/a | Non-Lead | No | No |  | Single Family Residence | No | No | No
393 | 2305 | Munchrath Rd | Windthorst | 76389 |  | 33.5638749 | -98.4820946 | Non-Lead - Plastic | No | Between 1989 and 2014 | Non-Lead - Plastic Main to Non-Lead - Copper to meter | Non-Lead - Plastic | Between 1989 and 2014 | n/a | Non-Lead | No | No |  | Single Family Residence | No | No | No
394 | 319 | Lindermann Rd | Windthorst | 76389 |  | 33.6270917 | -98.4137604 | Non-Lead - Plastic | No | After 2014 | Non-Lead - Plastic Main to Non-Lead - Copper to meter | Non-Lead - Plastic | After 2014 | n/a | Non-Lead | No | No |  | Single Family Residence | No | No | No
395 | 144 | Berend Acres #1 | Windthorst | 76389 |  | 33.5732707 | -98.4295932 | Non-Lead - Plastic | No | Between 1989 and 2014 | Non-Lead - Plastic Main to Non-Lead - Copper to meter | Non-Lead - Plastic | Between 1989 and 2014 | n/a | Non-Lead | No | No |  | Single Family Residence | No | No | No
396 | 15146 | Us Hwy 281 | Windthorst | 76389 | Use GPS Coordinates | 33.6274057 | -98.4494835 | Non-Lead - Plastic | No | Between 1989 and 2014 | Non-Lead - Plastic Main to Non-Lead - Copper to meter | Non-Lead - Plastic | Between 1989 and 2014 | n/a | Non-Lead | No | No |  | Single Family Residence | No | No | No
397 | 1211 | Scheffe Rd | Windthorst | 76389 |  | 33.5879370 | -98.4196751 | Non-Lead - Plastic | No | Between 1989 and 2014 | Non-Lead - Plastic Main to Non-Lead - Copper to meter | Non-Lead - Plastic | Between 1989 and 2014 | n/a | Non-Lead | No | No |  | Single Family Residence | No | No | No
398 | 1962 | Zihlman Rd | Windthorst | 76389 |  | 33.5784294 | -98.4297029 | Non-Lead - Plastic | No | Between 1989 and 2014 | Non-Lead - Plastic Main to Non-Lead - Copper to meter | Non-Lead - Plastic | Between 1989 and 2014 | n/a | Non-Lead | No | No |  | Single Family Residence | No | No | No
399 | 310 | Munchrath Rd | Windthorst | 76389 |  | 33.5635895 | -98.4445505 | Non-Lead - Plastic | No | Between 1989 and 2014 | Non-Lead - Plastic Main to Non-Lead - Copper to meter | Non-Lead - Plastic | Between 1989 and 2014 | n/a | Non-Lead | No | No |  | Single Family Residence | No | No | No
400 | 23568 | Us Hwy 281 | Windthorst | 76389 |  | 33.5319697 | -98.4395624 | Non-Lead - Plastic | No | Between 1989 and 2014 | Non-Lead - Plastic Main to Non-Lead - Copper to meter | Non-Lead - Plastic | Between 1989 and 2014 | n/a | Non-Lead | No | No |  | Single Family Residence | No | No | No
401 | 190 | McMurty Rd | Windthorst | 76389 |  | 33.4955289 | -98.4710836 | Non-Lead - Plastic | No | Between 1989 and 2014 | Non-Lead - Plastic Main to Non-Lead - Copper to meter | Non-Lead - Plastic | Between 1989 and 2014 | n/a | Non-Lead | No | No |  | Single Family Residence | No | No | No
402 | 21851 | Us Hwy 281 | Windthorst | 76389 |  | 33.5307283 | -98.4394182 | Non-Lead - Plastic | No | Between 1989 and 2014 | Non-Lead - Plastic Main to Non-Lead - Copper to meter | Non-Lead - Plastic | Between 1989 and 2014 | n/a | Non-Lead | No | No |  | Single Family Residence | No | No | No
403 | 128 | Berend Acres #1 | Windthorst | 76389 |  | 33.5731909 | -98.4296149 | Non-Lead - Plastic | No | Between 1989 and 2014 | Non-Lead - Plastic Main to Non-Lead - Copper to meter | Non-Lead - Plastic | Between 1989 and 2014 | n/a | Non-Lead | No | No |  | Single Family Residence | No | No | No
404 | 1802 | Zihlman Rd | Windthorst | 76389 |  | 33.5784010 | -98.4267453 | Non-Lead - Plastic | No | Between 1989 and 2014 | Non-Lead - Plastic Main to Non-Lead - Copper to meter | Non-Lead - Plastic | Between 1989 and 2014 | n/a | Non-Lead | No | No |  | Single Family Residence | No | No | No
405 | 17929 | US Hwy 281 | Windthorst | 76389 |  | 33.5890637 | -98.4376992 | Non-Lead - Plastic | No | Between 1989 and 2014 | Non-Lead - Plastic Main to Non-Lead - Copper to meter | Non-Lead - Plastic | Between 1989 and 2014 | n/a | Non-Lead | No | No |  | Building | No | No | No
406 | 21685 | US Hwy 281 | Windthorst | 76389 |  | 33.5336666 | -98.4391547 | Non-Lead - Plastic | No | Between 1989 and 2014 | Non-Lead - Plastic Main to Non-Lead - Copper to meter | Non-Lead - Plastic | Between 1989 and 2014 | n/a | Non-Lead | No | No |  | Single Family Residence | No | No | No
407 | 168 | Berend Acres #1 | Windthorst | 76389 |  | 33.5736567 | -98.4296063 | Non-Lead - Plastic | No | Between 1989 and 2014 | Non-Lead - Plastic Main to Non-Lead - Copper to meter | Non-Lead - Plastic | Between 1989 and 2014 | n/a | Non-Lead | No | No |  | Single Family Residence | No | No | No
408 | 224 | Humpert Ln | Windthorst | 76389 |  | 33.6094776 | -98.4400172 | Non-Lead - Plastic | No | Between 1989 and 2014 | Non-Lead - Plastic Main to Non-Lead - Copper to meter | Non-Lead - Plastic | Between 1989 and 2014 | n/a | Non-Lead | No | No |  | Single Family Residence | No | No | No
409 | 18078 | US Hwy 281 | Windthorst | 76389 |  | 33.5856265 | -98.4370704 | Non-Lead - Plastic | No | Between 1989 and 2014 | Non-Lead - Plastic Main to Non-Lead - Copper to meter | Non-Lead - Plastic | Between 1989 and 2014 | n/a | Non-Lead | No | No |  | Single Family Residence | No | No | No
410 | 167 | Berend Acres #1 | Windthorst | 76389 |  | 33.5736490 | -98.4293655 | Non-Lead - Plastic | No | Between 1989 and 2014 | Non-Lead - Plastic Main to Non-Lead - Copper to meter | Non-Lead - Plastic | Between 1989 and 2014 | n/a | Non-Lead | No | No |  | Single Family Residence | No | No | No
411 | 118 | Berend Acres #1 | Windthorst | 76389 |  | 33.5728287 | -98.4296151 | Non-Lead - Plastic | No | Between 1989 and 2014 | Non-Lead - Plastic Main to Non-Lead - Copper to meter | Non-Lead - Plastic | Between 1989 and 2014 | n/a | Non-Lead | No | No |  | Single Family Residence | No | No | No
412 | 1127 | W Veitenheimer Rd | Windthorst | 76389 |  | 33.5928315 | -98.4373738 | Non-Lead - Plastic | No | Between 1989 and 2014 | Non-Lead - Plastic Main to Non-Lead - Copper to meter | Non-Lead - Plastic | Between 1989 and 2014 | n/a | Non-Lead | No | No |  | Single Family Residence | No | No | No
413 | 158 | Berend Acres #1 | Windthorst | 76389 |  | 33.5734785 | -98.4296377 | Non-Lead - Plastic | No | Between 1989 and 2014 | Non-Lead - Plastic Main to Non-Lead - Copper to meter | Non-Lead - Plastic | Between 1989 and 2014 | n/a | Non-Lead | No | No |  | Single Family Residence | No | No | No
414 | 720 | Shady Ln | Windthorst | 76389 |  | 33.6017377 | -98.3993047 | Non-Lead - Plastic | No | Between 1989 and 2014 | Non-Lead - Plastic Main to Non-Lead - Copper to meter | Non-Lead - Plastic | Between 1989 and 2014 | n/a | Non-Lead | No | No |  | Single Family Residence | No | No | No
415 | 1388 | Zotz Rd | Windthorst | 76389 |  | 33.5805026 | -98.4412938 | Non-Lead - Plastic | No | Between 1989 and 2014 | Non-Lead - Plastic Main to Non-Lead - Copper to meter | Non-Lead - Plastic | Between 1989 and 2014 | n/a | Non-Lead | No | No |  | Single Family Residence | No | No | No
416 | 1203 | Klubenstein Ln | Windthorst | 76389 |  | 33.5525056 | -98.4000410 | Non-Lead - Plastic | No | Between 1989 and 2014 | Non-Lead - Plastic Main to Non-Lead - Copper to meter | Non-Lead - Plastic | Between 1989 and 2014 | n/a | Non-Lead | No | No |  | Single Family Residence | No | No | No
417 | 21647 | US Hwy 281 | Windthorst | 76389 |  | 33.5337370 | -98.4391547 | Non-Lead - Plastic | No | Between 1989 and 2014 | Non-Lead - Plastic Main to Non-Lead - Copper to meter | Non-Lead - Plastic | Between 1989 and 2014 | n/a | Non-Lead | No | No |  | Single Family Residence | No | No | No
418 | 2257 | Zihlman Rd | Windthorst | 76389 |  | 33.5783351 | -98.4349358 | Non-Lead - Plastic | No | Between 1989 and 2014 | Non-Lead - Plastic Main to Non-Lead - Copper to meter | Non-Lead - Plastic | Between 1989 and 2014 | n/a | Non-Lead | No | No |  | Single Family Residence | No | No | No
419 | 6855 | State Hwy 25 E | Windthorst | 76389 |  | 33.5782662 | -98.4977768 | Non-Lead - Plastic | No | Between 1989 and 2014 | Non-Lead - Plastic Main to Non-Lead - Copper to meter | Non-Lead - Plastic | Between 1989 and 2014 | n/a | Non-Lead | No | No |  | Single Family Residence | No | No | No
420 | 971 | W Veitenheimer Rd | Windthorst | 76389 |  | 33.5928338 | -98.4374020 | Non-Lead - Plastic | No | Between 1989 and 2014 | Non-Lead - Plastic Main to Non-Lead - Copper to meter | Non-Lead - Plastic | Between 1989 and 2014 | n/a | Non-Lead | No | No |  | Single Family Residence | No | No | No
421 | 305 | Katie Ln | Windthorst | 76389 |  | 33.6047309 | -98.4163430 | Non-Lead - Plastic | No | Between 1989 and 2014 | Non-Lead - Plastic Main to Non-Lead - Copper to meter | Non-Lead - Plastic | Between 1989 and 2014 | n/a | Non-Lead | No | No |  | Single Family Residence | No | No | No
422 | 132 | Litteken Drive | Windthorst | 76389 |  | 33.5230272 | -98.4141583 | Non-Lead - Plastic | No | Between 1989 and 2014 | Non-Lead - Plastic Main to Non-Lead - Copper to meter | Non-Lead - Plastic | Between 1989 and 2014 | n/a | Non-Lead | No | No |  | Single Family Residence | No | No | No
423 | 134 | Litteken Dr | Windthorst | 76389 |  | 33.5230362 | -98.4141610 | Non-Lead - Plastic | No | Between 1989 and 2014 | Non-Lead - Plastic Main to Non-Lead - Copper to meter | Non-Lead - Plastic | Between 1989 and 2014 | n/a | Non-Lead | No | No |  | Single Family Residence | No | No | No
424 | 3470 | Munchrath Rd | Windthorst | 76389 |  | 33.5642875 | -98.5053091 | Non-Lead - Plastic | No | Between 1989 and 2014 | Non-Lead - Plastic Main to Non-Lead - Copper to meter | Non-Lead - Plastic | Between 1989 and 2014 | n/a | Non-Lead | No | No |  | Single Family Residence | No | No | No
425 | 13052 | W Fm 174 | Windthorst | 76389 |  | 33.5707208 | -98.4183780 | Non-Lead - Plastic | No | Between 1989 and 2014 | Non-Lead - Plastic Main to Non-Lead - Copper to meter | Non-Lead - Plastic | Between 1989 and 2014 | n/a | Non-Lead | No | No |  | Single Family Residence | No | No | No
426 | 491 | Goedtken Rd | Windthorst | 76389 |  | 33.6040231 | -98.4339485 | Non-Lead - Plastic | No | Between 1989 and 2014 | Non-Lead - Plastic Main to Non-Lead - Copper to meter | Non-Lead - Plastic | Between 1989 and 2014 | n/a | Non-Lead | No | No |  | Single Family Residence | No | No | No
427 | 949 | Scheffe Rd | Windthorst | 76389 |  | 33.5865497 | -98.4196507 | Non-Lead - Plastic | No | After 2014 | Non-Lead - Plastic Main to Non-Lead - Copper to meter | Non-Lead - Plastic | After 2014 | n/a | Non-Lead | No | No |  | Single Family Residence | No | No | No
428 | 3092 | Hoff Rd | Windthorst | 76389 |  | 33.5318903 | -98.4141923 | Non-Lead - Plastic | No | Between 1989 and 2014 | Non-Lead - Plastic Main to Non-Lead - Copper to meter | Non-Lead - Plastic | Between 1989 and 2014 | n/a | Non-Lead | No | No |  | Single Family Residence | No | No | No
429 | 103 | Sales Rd | Windthorst | 76389 |  | 33.6059714 | -98.4320625 | Non-Lead - Plastic | No | Between 1989 and 2014 | Non-Lead - Plastic Main to Non-Lead - Copper to meter | Non-Lead - Plastic | Between 1989 and 2014 | n/a | Non-Lead | No | No |  | Single Family Residence | No | No | No
430 | 3903 | FM 2581 | Windthorst | 76389 |  | 33.5378411 | -98.5048953 | Non-Lead - Plastic | No | Between 1989 and 2014 | Non-Lead - Plastic Main to Non-Lead - Copper to meter | Non-Lead - Plastic | Between 1989 and 2014 | n/a | Non-Lead | No | No |  | Single Family Residence | No | No | No
431 | 1566 | Veitenheimer Rd | Windthorst | 76389 |  | 33.6019807 | -98.4219931 | Non-Lead - Plastic | No | Between 1989 and 2014 | Non-Lead - Plastic Main to Non-Lead - Copper to meter | Non-Lead - Plastic | Between 1989 and 2014 | n/a | Non-Lead | No | No |  | Other | No | No | No
432 | 377 | Litteken Dr | Windthorst | 76389 |  | 33.5252373 | -98.4141194 | Non-Lead - Plastic | No | Between 1989 and 2014 | Non-Lead - Plastic Main to Non-Lead - Copper to meter | Non-Lead - Plastic | Between 1989 and 2014 | n/a | Non-Lead | No | No |  | Single Family Residence | No | No | No
433 | 8829 | Fm 2581 | Windthorst | 76389 |  | 33.5543405 | -98.5869469 | Non-Lead - Plastic | No | Between 1989 and 2014 | Non-Lead - Plastic Main to Non-Lead - Copper to meter | Non-Lead - Plastic | Between 1989 and 2014 | n/a | Non-Lead | No | No |  | Single Family Residence | No | No | No
434 | 193 | Goedtken Rd | Windthorst | 76389 |  | 33.6040670 | -98.4390687 | Non-Lead - Plastic | No | Between 1989 and 2014 | Non-Lead - Plastic Main to Non-Lead - Copper to meter | Non-Lead - Plastic | Between 1989 and 2014 | n/a | Non-Lead | No | No |  | Single Family Residence | No | No | No
435 | 4083 | Munchrath Rd | Windthorst | 76389 |  | 33.5681464 | -98.5111524 | Non-Lead - Plastic | No | Between 1989 and 2014 | Non-Lead - Plastic Main to Non-Lead - Copper to meter | Non-Lead - Plastic | Between 1989 and 2014 | n/a | Non-Lead | No | No |  | Single Family Residence | No | No | No
436 | 1479 | Wolf Rd | Windthorst | 76389 |  | 33.5177197 | -98.4639403 | Non-Lead - Plastic | No | Between 1989 and 2014 | Non-Lead - Plastic Main to Non-Lead - Copper to meter | Non-Lead - Plastic | Between 1989 and 2014 | n/a | Non-Lead | No | No |  | Single Family Residence | No | No | No
437 | 220 | Bell Rd | Windthorst | 76389 |  | 33.5410341 | -98.5541031 | Non-Lead - Plastic | No | Between 1989 and 2014 | Non-Lead - Plastic Main to Non-Lead - Copper to meter | Non-Lead - Plastic | Between 1989 and 2014 | n/a | Non-Lead | No | No |  | Single Family Residence | No | No | No
438 | 201 | Koetter Ln | Windthorst | 76389 |  | 33.5725741 | -98.4344288 | Non-Lead - Plastic | No | Between 1989 and 2014 | Non-Lead - Plastic Main to Non-Lead - Copper to meter | Non-Lead - Plastic | Between 1989 and 2014 | n/a | Non-Lead | No | No |  | Single Family Residence | No | No | No
440 | 202 | Church Hilltop Dr | Windthorst | 76389 |  | 33.5761844 | -98.4407436 | Non-Lead - Plastic | No | Between 1989 and 2014 | Non-Lead - Plastic Main to Non-Lead - Copper to meter | Non-Lead - Plastic | Between 1989 and 2014 | n/a | Non-Lead | No | No |  | Single Family Residence | No | No | No
441 | 267 | Winter Ln | Windthorst | 76389 |  | 33.5172099 | -98.4798775 | Non-Lead - Plastic | No | Between 1989 and 2014 | Non-Lead - Plastic Main to Non-Lead - Copper to meter | Non-Lead - Plastic | Between 1989 and 2014 | n/a | Non-Lead | No | No |  | Single Family Residence | No | No | No
443 | 4617 | Fm 2581 | Windthorst | 76389 |  | 33.5379642 | -98.5172726 | Non-Lead - Plastic | No | Between 1989 and 2014 | Non-Lead - Plastic Main to Non-Lead - Copper to meter | Non-Lead - Plastic | Between 1989 and 2014 | n/a | Non-Lead | No | No |  | Single Family Residence | No | No | No
444 | 193 | Patton Rd | Windthorst | 76389 |  | 33.5617892 | -98.5891859 | Non-Lead - Plastic | No | Between 1989 and 2014 | Non-Lead - Plastic Main to Non-Lead - Copper to meter | Non-Lead - Plastic | Between 1989 and 2014 | n/a | Non-Lead | No | No |  | Single Family Residence | No | No | No
445 | 3793 | Pennartz Rd | Windthorst | 76389 |  | 33.5514116 | -98.4764591 | Non-Lead - Plastic | No | Between 1989 and 2014 | Non-Lead - Plastic Main to Non-Lead - Copper to meter | Non-Lead - Plastic | Between 1989 and 2014 | n/a | Non-Lead | No | No |  | Single Family Residence | No | No | No
446 | 1657 | Kinder Rd | Windthorst | 76389 |  | 33.6270795 | -98.4046047 | Non-Lead - Plastic | No | Between 1989 and 2014 | Non-Lead - Plastic Main to Non-Lead - Copper to meter | Non-Lead - Plastic | Between 1989 and 2014 | n/a | Non-Lead | No | No |  | Single Family Residence | No | No | No
447 | 345 | Berend Rd | Windthorst | 76389 |  | 33.5602539 | -98.4589296 | Non-Lead - Plastic | No | Between 1989 and 2014 | Non-Lead - Plastic Main to Non-Lead - Copper to meter | Non-Lead - Plastic | Between 1989 and 2014 | n/a | Non-Lead | No | No |  | Single Family Residence | No | No | No
448 | 17885 | US Hwy 281 | Windthorst | 76389 |  | 33.5892845 | -98.4377496 | Non-Lead - Plastic | No | Between 1989 and 2014 | Non-Lead - Plastic Main to Non-Lead - Copper to meter | Non-Lead - Plastic | Between 1989 and 2014 | n/a | Non-Lead | No | No |  | Single Family Residence | No | No | No
449 | 2955 | Munchrath Rd | Windthorst | 76389 |  | 33.5638977 | -98.4895523 | Non-Lead - Plastic | No | Between 1989 and 2014 | Non-Lead - Plastic Main to Non-Lead - Copper to meter | Non-Lead - Plastic | Between 1989 and 2014 | n/a | Non-Lead | No | No |  | Single Family Residence | No | No | No
450 | 1374 | Hoff Rd | Windthorst | 76389 |  | 33.5526008 | -98.4193653 | Non-Lead - Plastic | No | Between 1989 and 2014 | Non-Lead - Plastic Main to Non-Lead - Copper to meter | Non-Lead - Plastic | Between 1989 and 2014 | n/a | Non-Lead | No | No |  | Single Family Residence | No | No | No
451 | 1072 | Schroeder Rd | Windthorst | 76389 |  | 33.5424999 | -98.5033480 | Non-Lead - Plastic | No | Between 1989 and 2014 | Non-Lead - Plastic Main to Non-Lead - Copper to meter | Non-Lead - Plastic | Between 1989 and 2014 | n/a | Non-Lead | No | No |  | Single Family Residence | No | No | No
452 | 422 | St. Mary's St | Windthorst | 76389 |  | 33.5738389 | -98.4398562 | Non-Lead - Plastic | No | Between 1989 and 2014 | Non-Lead - Plastic Main to Non-Lead - Copper to meter | Non-Lead - Plastic | Between 1989 and 2014 | n/a | Non-Lead | No | No |  | Single Family Residence | No | No | No
453 | 357 | Berend Rd | Windthorst | 76389 |  | 33.5596927 | -98.4589537 | Non-Lead - Plastic | No | Between 1989 and 2014 | Non-Lead - Plastic Main to Non-Lead - Copper to meter | Non-Lead - Plastic | Between 1989 and 2014 | n/a | Non-Lead | No | No |  | Single Family Residence | No | No | No
454 | 881 | Schroeder Rd | Windthorst | 76389 |  | 33.5427223 | -98.5036153 | Non-Lead - Plastic | No | Between 1989 and 2014 | Non-Lead - Plastic Main to Non-Lead - Copper to meter | Non-Lead - Plastic | Between 1989 and 2014 | n/a | Non-Lead | No | No |  | Single Family Residence | No | No | No
455 | 6960 | Fm 2581 | Windthorst | 76389 |  | 33.5394863 | -98.5592611 | Non-Lead - Plastic | No | Between 1989 and 2014 | Non-Lead - Plastic Main to Non-Lead - Copper to meter | Non-Lead - Plastic | Between 1989 and 2014 | n/a | Non-Lead | No | No |  | Single Family Residence | No | No | No
457 | 723 | Luig Rd | Windthorst | 76389 |  | 33.6096854 | -98.4546538 | Non-Lead - Plastic | No | Between 1989 and 2014 | Non-Lead - Plastic Main to Non-Lead - Copper to meter | Non-Lead - Plastic | Between 1989 and 2014 | n/a | Non-Lead | No | No |  | Single Family Residence | No | No | No
458 | 480 | Sales Rd | Windthorst | 76389 |  | 33.6061841 | -98.4380282 | Non-Lead - Plastic | No | Between 1989 and 2014 | Non-Lead - Plastic Main to Non-Lead - Copper to meter | Non-Lead - Plastic | Between 1989 and 2014 | n/a | Non-Lead | No | No |  | Single Family Residence | No | No | No
459 | 549 | N Peysen Rd | Windthorst | 76389 |  | 33.5929752 | -98.4408752 | Non-Lead - Plastic | No | Between 1989 and 2014 | Non-Lead - Plastic Main to Non-Lead - Copper to meter | Non-Lead - Plastic | Between 1989 and 2014 | n/a | Non-Lead | No | No |  | Single Family Residence | No | No | No
460 | 345 | Goedtken Rd | Windthorst | 76389 |  | 33.6040410 | -98.4357358 | Non-Lead - Plastic | No | Between 1989 and 2014 | Non-Lead - Plastic Main to Non-Lead - Copper to meter | Non-Lead - Plastic | Between 1989 and 2014 | n/a | Non-Lead | No | No |  | Single Family Residence | No | No | No
461 | 225 | Sales Rd | Windthorst | 76389 |  | 33.6060329 | -98.4353387 | Non-Lead - Plastic | No | Between 1989 and 2014 | Non-Lead - Plastic Main to Non-Lead - Copper to meter | Non-Lead - Plastic | Between 1989 and 2014 | n/a | Non-Lead | No | No |  | Single Family Residence | No | No | No
462 | 138 | Berend Acres #2 | Windthorst | 76389 |  | 33.5732539 | -98.4304036 | Non-Lead - Plastic | No | Between 1989 and 2014 | Non-Lead - Plastic Main to Non-Lead - Copper to meter | Non-Lead - Plastic | Between 1989 and 2014 | n/a | Non-Lead | No | No |  | Single Family Residence | No | No | No
463 | 259 | Scheffe Rd | Windthorst | 76389 |  | 33.5725754 | -98.4192621 | Non-Lead - Plastic | No | Between 1989 and 2014 | Non-Lead - Plastic Main to Non-Lead - Copper to meter | Non-Lead - Plastic | Between 1989 and 2014 | n/a | Non-Lead | No | No |  | Single Family Residence | No | No | No
464 | 1327 | Zotz Rd | Windthorst | 76389 |  | 33.5819775 | -98.4410734 | Non-Lead - Plastic | No | Between 1989 and 2014 | Non-Lead - Plastic Main to Non-Lead - Copper to meter | Non-Lead - Plastic | Between 1989 and 2014 | n/a | Non-Lead | No | No |  | Single Family Residence | No | No | No
465 | 490 | Sales Rd | Windthorst | 76389 |  | 33.6061938 | -98.4386170 | Non-Lead - Plastic | No | Between 1989 and 2014 | Non-Lead - Plastic Main to Non-Lead - Copper to meter | Non-Lead - Plastic | Between 1989 and 2014 | n/a | Non-Lead | No | No |  | Single Family Residence | No | No | No
466 | 175 | Berend Acres #2 | Windthorst | 76389 |  | 33.5734897 | -98.4306450 | Non-Lead - Plastic | No | Between 1989 and 2014 | Non-Lead - Plastic Main to Non-Lead - Copper to meter | Non-Lead - Plastic | Between 1989 and 2014 | n/a | Non-Lead | No | No |  | Single Family Residence | No | No | No
467 | 563 | W Veitenheimer Rd | Windthorst | 76389 |  | 33.5926712 | -98.4291171 | Non-Lead - Plastic | No | Between 1989 and 2014 | Non-Lead - Plastic Main to Non-Lead - Copper to meter | Non-Lead - Plastic | Between 1989 and 2014 | n/a | Non-Lead | No | No |  | Single Family Residence | No | No | No
468 |  | Klubenstein Ln | Windthorst | 76389 | Use GPS Coordinates | 33.5523583 | -98.4077946 | Non-Lead - Plastic | No | Between 1989 and 2014 | Non-Lead - Plastic Main to Non-Lead - Copper to meter | Non-Lead - Plastic | Between 1989 and 2014 | n/a | Non-Lead | No | No |  | Single Family Residence | No | No | No
469 | 21349 | US Hwy 281 | Windthorst | 76389 |  | 33.5450280 | -98.4390339 | Non-Lead - Plastic | No | Between 1989 and 2014 | Non-Lead - Plastic Main to Non-Lead - Copper to meter | Non-Lead - Plastic | Between 1989 and 2014 | n/a | Non-Lead | No | No |  | Single Family Residence | No | No | No
470 | 15138 | US Hwy 281 | Windthorst | 76389 |  | 33.6273732 | -98.4494878 | Non-Lead - Plastic | No | After 2014 | Non-Lead - Plastic Main to Non-Lead - Copper to meter | Non-Lead - Plastic | After 2014 | n/a | Non-Lead | No | No |  | Single Family Residence | No | No | No
471 | 184 | Berend Acres #2 | Windthorst | 76389 |  | 33.5737504 | -98.4302939 | Non-Lead - Plastic | No | Between 1989 and 2014 | Non-Lead - Plastic Main to Non-Lead - Copper to meter | Non-Lead - Plastic | Between 1989 and 2014 | n/a | Non-Lead | No | No |  | Single Family Residence | No | No | No
472 | 13846 | W FM 174 | Windthorst | 76389 |  | 33.5727823 | -98.4289500 | Non-Lead - Plastic | No | Between 1989 and 2014 | Non-Lead - Plastic Main to Non-Lead - Copper to meter | Non-Lead - Plastic | Between 1989 and 2014 | n/a | Non-Lead | No | No |  | Single Family Residence | No | No | No
473 | 1846 | Zihlman Rd | Windthorst | 76389 |  | 33.5783988 | -98.4270712 | Non-Lead - Plastic | No | Between 1989 and 2014 | Non-Lead - Plastic Main to Non-Lead - Copper to meter | Non-Lead - Plastic | Between 1989 and 2014 | n/a | Non-Lead | No | No |  | Single Family Residence | No | No | No
474 | 19343 | US Hwy 281 | Windthorst | 76389 |  | 33.5625000 | -98.4387610 | Non-Lead - Plastic | No | After 2014 | Non-Lead - Plastic Main to Non-Lead - Copper to meter | Non-Lead - Plastic | After 2014 | n/a | Non-Lead | No | No |  | Single Family Residence | No | No | No
475 | 531 | Pennartz Rd | Windthorst | 76389 |  | 33.5979620 | -98.4757762 | Non-Lead - Plastic | No | Between 1989 and 2014 | Non-Lead - Plastic Main to Non-Lead - Copper to meter | Non-Lead - Plastic | Between 1989 and 2014 | n/a | Non-Lead | No | No |  | Single Family Residence | No | No | No
476 | 463 | Bell Rd | Windthorst | 76389 |  | 33.5502177 | -98.5541018 | Non-Lead - Plastic | No | Between 1989 and 2014 | Non-Lead - Plastic Main to Non-Lead - Copper to meter | Non-Lead - Plastic | Between 1989 and 2014 | n/a | Non-Lead | No | No |  | Single Family Residence | No | No | No
477 | 20741 | US Hwy 281 | Windthorst | 76389 |  | 33.5494087 | -98.4389936 | Non-Lead - Plastic | No | Between 1989 and 2014 | Non-Lead - Plastic Main to Non-Lead - Copper to meter | Non-Lead - Plastic | Between 1989 and 2014 | n/a | Non-Lead | No | No |  | Single Family Residence | No | No | No
478 | 395 | Humpert Ln | Windthorst | 76389 |  | 33.6096513 | -98.4319690 | Non-Lead - Plastic | No | Between 1989 and 2014 | Non-Lead - Plastic Main to Non-Lead - Copper to meter | Non-Lead - Plastic | Between 1989 and 2014 | n/a | Non-Lead | No | No |  | Single Family Residence | No | No | No
479 | 522 | St. Marys St. | Windthorst | 76389 |  | 33.5736583 | -98.4408188 | Non-Lead - Plastic | No | Between 1989 and 2014 | Non-Lead - Plastic Main to Non-Lead - Copper to meter | Non-Lead - Plastic | Between 1989 and 2014 | n/a | Non-Lead | No | No |  | Building | No | No | No
480 | 23568 | US Hwy 281 | Windthorst | 76389 |  | 33.5207981 | -98.4638795 | Non-Lead - Plastic | No | Between 1989 and 2014 | Non-Lead - Plastic Main to Non-Lead - Copper to meter | Non-Lead - Plastic | Between 1989 and 2014 | n/a | Non-Lead | No | No |  | Single Family Residence | No | No | No
481 | 1959 | Zihlman Rd | Windthorst | 76389 |  | 33.5782574 | -98.4291758 | Non-Lead - Plastic | No | Between 1989 and 2014 | Non-Lead - Plastic Main to Non-Lead - Copper to meter | Non-Lead - Plastic | Between 1989 and 2014 | n/a | Non-Lead | No | No |  | Single Family Residence | No | No | No
482 | 16967 | US Hwy 281 | Windthorst | 76389 |  | 33.6002184 | -98.4407933 | Non-Lead - Plastic | No | Between 1989 and 2014 | Non-Lead - Plastic Main to Non-Lead - Copper to meter | Non-Lead - Plastic | Between 1989 and 2014 | n/a | Non-Lead | No | No |  | Single Family Residence | No | No | No
483 | 1862 | Zihlman Rd | Windthorst | 76389 |  | 33.5784111 | -98.4276881 | Non-Lead - Plastic | No | Between 1989 and 2014 | Non-Lead - Plastic Main to Non-Lead - Copper to meter | Non-Lead - Plastic | Between 1989 and 2014 | n/a | Non-Lead | No | No |  | Single Family Residence | No | No | No
484 | 134 | SW Porkway Dr. | Windthorst | 76389 |  | 33.5497813 | -98.4592891 | Non-Lead - Plastic | No | Between 1989 and 2014 | Non-Lead - Plastic Main to Non-Lead - Copper to meter | Non-Lead - Plastic | Between 1989 and 2014 | n/a | Non-Lead | No | No |  | Single Family Residence | No | No | No
485 | 134 | SW Porkway Dr | Windthorst | 76389 |  | 33.5497746 | -98.4593038 | Non-Lead - Plastic | No | Between 1989 and 2014 | Non-Lead - Plastic Main to Non-Lead - Copper to meter | Non-Lead - Plastic | Between 1989 and 2014 | n/a | Non-Lead | No | No |  | Single Family Residence | No | No | No
486 | 534 | St. Marys St. | Windthorst | 76389 |  | 33.5715576 | -98.4396373 | Non-Lead - Plastic | No | Between 1989 and 2014 | Non-Lead - Plastic Main to Non-Lead - Copper to meter | Non-Lead - Plastic | Between 1989 and 2014 | n/a | Non-Lead | No | No |  | Building | No | No | No
487 | 2206 | Pennartz Rd | Windthorst | 76389 |  | 33.5790755 | -98.4763132 | Non-Lead - Plastic | No | Between 1989 and 2014 | Non-Lead - Plastic Main to Non-Lead - Copper to meter | Non-Lead - Plastic | Between 1989 and 2014 | n/a | Non-Lead | No | No |  | Single Family Residence | No | No | No
488 | 247 | Schroeder Rd | Windthorst | 76389 |  | 33.5614765 | -98.5032619 | Non-Lead - Plastic | No | Between 1989 and 2014 | Non-Lead - Plastic Main to Non-Lead - Copper to meter | Non-Lead - Plastic | Between 1989 and 2014 | n/a | Non-Lead | No | No |  | Single Family Residence | No | No | No
489 | 953 | W Veitenheimer Rd | Windthorst | 76389 |  | 33.5927757 | -98.4349045 | Non-Lead - Plastic | No | Between 1989 and 2014 | Non-Lead - Plastic Main to Non-Lead - Copper to meter | Non-Lead - Plastic | Between 1989 and 2014 | n/a | Non-Lead | No | No |  | Building | No | No | No
490 | 1340 | FM 2581 | Windthorst | 76389 |  | 33.5376691 | -98.4610931 | Non-Lead - Plastic | No | Between 1989 and 2014 | Non-Lead - Plastic Main to Non-Lead - Copper to meter | Non-Lead - Plastic | Between 1989 and 2014 | n/a | Non-Lead | No | No |  | Single Family Residence | No | No | No
491 | 9095 | Fm 2581 | Windthorst | 76389 |  | 33.5544857 | -98.5866706 | Non-Lead - Plastic | No | Between 1989 and 2014 | Non-Lead - Plastic Main to Non-Lead - Copper to meter | Non-Lead - Plastic | Between 1989 and 2014 | n/a | Non-Lead | No | No |  | Single Family Residence | No | No | No
492 | 8831 | Fm 2581 | Windthorst | 76389 |  | 33.5544746 | -98.5873680 | Non-Lead - Plastic | No | Between 1989 and 2014 | Non-Lead - Plastic Main to Non-Lead - Copper to meter | Non-Lead - Plastic | Between 1989 and 2014 | n/a | Non-Lead | No | No |  | Single Family Residence | No | No | No
493 | 1515 | Hoffman Rd | Windthorst | 76389 | Use GPS Coordinates | 33.6285113 | -98.4226180 | Non-Lead - Plastic | No | Between 1989 and 2014 | Non-Lead - Plastic Main to Non-Lead - Copper to meter | Non-Lead - Plastic | Between 1989 and 2014 | n/a | Non-Lead | No | No |  | Single Family Residence | No | No | No
494 |  | Fm 2581 | Windthorst | 76389 | Use GPS Coordinates | 33.5372735 | -98.4508825 | Non-Lead - Plastic | No | Between 1989 and 2014 | Non-Lead - Plastic Main to Non-Lead - Copper to meter | Non-Lead - Plastic | Between 1989 and 2014 | n/a | Non-Lead | No | No |  | Single Family Residence | No | No | No
495 | 1916 | Zihlman Rd | Windthorst | 76389 |  | 33.5784205 | -98.4288687 | Non-Lead - Plastic | No | Between 1989 and 2014 | Non-Lead - Plastic Main to Non-Lead - Copper to meter | Non-Lead - Plastic | Between 1989 and 2014 | n/a | Non-Lead | No | No |  | Single Family Residence | No | No | No
496 | 6952 | State Hwy 25 E | Windthorst | 76389 |  | 33.5779780 | -98.4962172 | Non-Lead - Plastic | No | Between 1989 and 2014 | Non-Lead - Plastic Main to Non-Lead - Copper to meter | Non-Lead - Plastic | After 2014 | n/a | Non-Lead | No | No |  | Single Family Residence | No | No | No
497 | 1735 | Zihlman Rd | Windthorst | 76389 |  | 33.5782377 | -98.4245014 | Non-Lead - Plastic | No | Between 1989 and 2014 | Non-Lead - Plastic Main to Non-Lead - Copper to meter | Non-Lead - Plastic | Between 1989 and 2014 | n/a | Non-Lead | No | No |  | Single Family Residence | No | No | No
498 | 15030 | US Hwy 281 | Windthorst | 76389 |  | 33.6279803 | -98.4496363 | Non-Lead - Plastic | No | Between 1989 and 2014 | Non-Lead - Plastic Main to Non-Lead - Copper to meter | Non-Lead - Plastic | Between 1989 and 2014 | n/a | Non-Lead | No | No |  | Single Family Residence | No | No | No
499 | 2741 | Hoff Rd | Windthorst | 76389 |  | 33.5371330 | -98.4140518 | Non-Lead - Plastic | No | Between 1989 and 2014 | Non-Lead - Plastic Main to Non-Lead - Copper to meter | Non-Lead - Plastic | Between 1989 and 2014 | n/a | Non-Lead | No | No |  | Single Family Residence | No | No | No
500 | 1182 | Scheffe Rd | Windthorst | 76389 |  | 33.5866382 | -98.4190271 | Non-Lead - Plastic | No | Between 1989 and 2014 | Non-Lead - Plastic Main to Non-Lead - Copper to meter | Non-Lead - Plastic | Between 1989 and 2014 | n/a | Non-Lead | No | No |  | Single Family Residence | No | No | No
501 | 188 | State Hwy 25 E | Windthorst | 76389 |  | 33.5543013 | -98.5539934 | Non-Lead - Plastic | No | Between 1989 and 2014 | Non-Lead - Plastic Main to Non-Lead - Copper to meter | Non-Lead - Plastic | Between 1989 and 2014 | n/a | Non-Lead | No | No |  | Single Family Residence | No | No | No
502 | 206 | State Hwy 25 E | Windthorst | 76389 |  | 33.5543024 | -98.5539773 | Non-Lead - Plastic | No | Between 1989 and 2014 | Non-Lead - Plastic Main to Non-Lead - Copper to meter | Non-Lead - Plastic | Between 1989 and 2014 | n/a | Non-Lead | No | No |  | Single Family Residence | No | No | No
503 | 216 | State Hwy 25 E | Windthorst | 76389 |  | 33.5543035 | -98.5539599 | Non-Lead - Plastic | No | Between 1989 and 2014 | Non-Lead - Plastic Main to Non-Lead - Copper to meter | Non-Lead - Plastic | Between 1989 and 2014 | n/a | Non-Lead | No | No |  | Single Family Residence | No | No | No
504 | 450 | Luig Rd | Windthorst | 76389 |  | 33.6096437 | -98.4497452 | Non-Lead - Plastic | No | Between 1989 and 2014 | Non-Lead - Plastic Main to Non-Lead - Copper to meter | Non-Lead - Plastic | Between 1989 and 2014 | n/a | Non-Lead | No | No |  | Single Family Residence | No | No | No
505 | 2155 | Munchrath Rd | Windthorst | 76389 |  | 33.5638423 | -98.4792670 | Non-Lead - Plastic | No | Between 1989 and 2014 | Non-Lead - Plastic Main to Non-Lead - Copper to meter | Non-Lead - Plastic | Between 1989 and 2014 | n/a | Non-Lead | No | No |  | Single Family Residence | No | No | No
506 | 1117 | Munchrath Rd | Windthorst | 76389 |  | 33.5636159 | -98.4598435 | Non-Lead - Plastic | No | Between 1989 and 2014 | Non-Lead - Plastic Main to Non-Lead - Copper to meter | Non-Lead - Plastic | Between 1989 and 2014 | n/a | Non-Lead | No | No |  | Single Family Residence | No | No | No
507 | 320 | Humpert Ln | Windthorst | 76389 |  | 33.6094551 | -98.4366706 | Non-Lead - Plastic | No | Between 1989 and 2014 | Non-Lead - Plastic Main to Non-Lead - Copper to meter | Non-Lead - Plastic | Between 1989 and 2014 | n/a | Non-Lead | No | No |  | Single Family Residence | No | No | No
508 | 1920 | Lindemann Rd | Windthorst | 76389 |  | 33.6286731 | -98.4406417 | Non-Lead - Plastic | No | Between 1989 and 2014 | Non-Lead - Plastic Main to Non-Lead - Copper to meter | Non-Lead - Plastic | Between 1989 and 2014 | n/a | Non-Lead | No | No |  | Single Family Residence | No | No | No
509 | 6414 | State Hwy 25 E | Windthorst | 76389 |  | 33.5780591 | -98.5060713 | Non-Lead - Plastic | No | Between 1989 and 2014 | Non-Lead - Plastic Main to Non-Lead - Copper to meter | Non-Lead - Plastic | Between 1989 and 2014 | n/a | Non-Lead | No | No |  | Single Family Residence | No | No | No
510 | 407 | Katie Ln | Windthorst | 76389 |  | 33.6055122 | -98.4154300 | Non-Lead - Plastic | No | Between 1989 and 2014 | Non-Lead - Plastic Main to Non-Lead - Copper to meter | Non-Lead - Plastic | Between 1989 and 2014 | n/a | Non-Lead | No | No |  | Single Family Residence | No | No | No
511 | 824 | Bridwell Ranch Rd | Windthorst | 76389 |  | 33.5377886 | -98.4996456 | Non-Lead - Plastic | No | Between 1989 and 2014 | Non-Lead - Plastic Main to Non-Lead - Copper to meter | Non-Lead - Plastic | Between 1989 and 2014 | n/a | Non-Lead | No | No |  | Single Family Residence | No | No | No
512 | 1204 | State Hwy 16 | Windthorst | 76389 |  | 33.4658950 | -98.4668878 | Non-Lead - Plastic | No | Between 1989 and 2014 | Non-Lead - Plastic Main to Non-Lead - Copper to meter | Non-Lead - Plastic | Between 1989 and 2014 | n/a | Non-Lead | No | No |  | Single Family Residence | No | No | No
513 | 1749 | Fm 2581 | Windthorst | 76389 |  | 33.5374065 | -98.4658690 | Non-Lead - Plastic | No | Between 1989 and 2014 | Non-Lead - Plastic Main to Non-Lead - Copper to meter | Non-Lead - Plastic | Between 1989 and 2014 | n/a | Non-Lead | No | No |  | Single Family Residence | No | No | No
514 | 9289 | Fm 2581 | Windthorst | 76389 |  | 33.5582135 | -98.5877589 | Non-Lead - Plastic | No | Between 1989 and 2014 | Non-Lead - Plastic Main to Non-Lead - Copper to meter | Non-Lead - Plastic | Between 1989 and 2014 | n/a | Non-Lead | No | No |  | Single Family Residence | No | No | No
515 | 15607 | Us Hwy 281 | Windthorst | 76389 |  | 33.6139316 | -98.4445722 | Non-Lead - Plastic | No | Between 1989 and 2014 | Non-Lead - Plastic Main to Non-Lead - Copper to meter | Non-Lead - Plastic | Between 1989 and 2014 | n/a | Non-Lead | No | No |  | Single Family Residence | No | No | No
516 | 18640 | US Hwy 281 | Windthorst | 76389 |  | 33.5774761 | -98.4358844 | Non-Lead - Plastic | No | Between 1989 and 2014 | Non-Lead - Plastic Main to Non-Lead - Copper to meter | Non-Lead - Plastic | Between 1989 and 2014 | n/a | Non-Lead | No | No |  | Building | No | No | No
517 | 828 | Wolf Rd | Windthorst | 76389 |  | 33.5255651 | -98.4640195 | Non-Lead - Plastic | No | Between 1989 and 2014 | Non-Lead - Plastic Main to Non-Lead - Copper to meter | Non-Lead - Plastic | Between 1989 and 2014 | n/a | Non-Lead | No | No |  | Single Family Residence | No | No | No
518 | 1650 | Luig Rd | Windthorst | 76389 |  | 33.6097098 | -98.4676149 | Non-Lead - Plastic | No | Between 1989 and 2014 | Non-Lead - Plastic Main to Non-Lead - Copper to meter | Non-Lead - Plastic | Between 1989 and 2014 | n/a | Non-Lead | No | No |  | Single Family Residence | No | No | No
519 | 9088 | FM 2581 | Windthorst | 76389 |  | 33.5556755 | -98.5861017 | Non-Lead - Plastic | No | Between 1989 and 2014 | Non-Lead - Plastic Main to Non-Lead - Copper to meter | Non-Lead - Plastic | Between 1989 and 2014 | n/a | Non-Lead | No | No |  | Single Family Residence | No | No | No
520 | 1100 | Schroeder Rd | Windthorst | 76389 |  | 33.5413366 | -98.5033739 | Non-Lead - Plastic | No | Between 1989 and 2014 | Non-Lead - Plastic Main to Non-Lead - Copper to meter | Non-Lead - Plastic | Between 1989 and 2014 | n/a | Non-Lead | No | No |  | Single Family Residence | No | No | No
521 | 6466 | State Hwy 25 E | Windthorst | 76389 |  | 33.5780503 | -98.5051338 | Non-Lead - Plastic | No | After 2014 | Non-Lead - Plastic Main to Non-Lead - Copper to meter | Non-Lead - Plastic | After 2014 | n/a | Non-Lead | No | No |  | Single Family Residence | No | No | No
522 | 12875 | Fm 174 | Windthorst | 76389 |  | 33.5700559 | -98.4190597 | Non-Lead - Plastic | No | After 2014 | Non-Lead - Plastic Main to Non-Lead - Copper to meter | Non-Lead - Plastic | After 2014 | n/a | Non-Lead | No | No |  | Single Family Residence | No | No | No
523 | 3370 | Pennartz Rd | Windthorst | 76389 |  | 33.5620501 | -98.4765275 | Non-Lead - Plastic | No | After 2014 | Non-Lead - Plastic Main to Non-Lead - Copper to meter | Non-Lead - Plastic | After 2014 | n/a | Non-Lead | No | No |  | Single Family Residence | No | No | No
524 | 392 | Double A Ln | Windthorst | 76389 |  | 33.5941030 | -98.4146458 | Non-Lead - Plastic | No | After 2014 | Non-Lead - Plastic Main to Non-Lead - Copper to meter | Non-Lead - Plastic | After 2014 | n/a | Non-Lead | No | No |  | Single Family Residence | No | No | No
525 | 220 | Sales Rd | Windthorst | 76389 |  | 33.6061703 | -98.4347620 | Non-Lead - Plastic | No | After 2014 | Non-Lead - Plastic Main to Non-Lead - Copper to meter | Non-Lead - Plastic | After 2014 | n/a | Non-Lead | No | No |  | Single Family Residence | No | No | No
526 |  | Berend Rd | Windthorst | 76389 | Use GPS Coordinates | 33.5513776 | -98.4591359 | Non-Lead - Plastic | No | After 2014 | Non-Lead - Plastic Main to Non-Lead - Copper to meter | Non-Lead - Plastic | After 2014 | n/a | Non-Lead | No | No |  | Single Family Residence | No | No | No
527 | 2212 | Lindemann Rd | Windthorst | 76389 |  | 33.6286736 | -98.4458726 | Non-Lead - Plastic | No | After 2014 | Non-Lead - Plastic Main to Non-Lead - Copper to meter | Non-Lead - Plastic | After 2014 | n/a | Non-Lead | No | No |  | Single Family Residence | No | No | No
528 | 15092 | Us Hwy 281 | Windthorst | 76389 |  | 33.6274292 | -98.4495009 | Non-Lead - Plastic | No | After 2014 | Non-Lead - Plastic Main to Non-Lead - Copper to meter | Non-Lead - Plastic | After 2014 | n/a | Non-Lead | No | No |  | Single Family Residence | No | No | No
529 | 7035 | State Hwy 25 E | Windthorst | 76389 |  | 33.5782299 | -98.4942984 | Non-Lead - Plastic | No | After 2014 | Non-Lead - Plastic Main to Non-Lead - Copper to meter | Non-Lead - Plastic | After 2014 | n/a | Non-Lead | No | No |  | Single Family Residence | No | No | No
530 | 219 | Schreiber Rd | Windthorst | 76389 |  | 33.5370510 | -98.4213231 | Non-Lead - Plastic | No | After 2014 | Non-Lead - Plastic Main to Non-Lead - Copper to meter | Non-Lead - Plastic | After 2014 | n/a | Non-Lead | No | No |  | Single Family Residence | No | No | No
531 | 3245 | Pennartz Rd | Windthorst | 76389 |  | 33.5655152 | -98.4762337 | Non-Lead - Plastic | No | After 2014 | Non-Lead - Plastic Main to Non-Lead - Copper to meter | Non-Lead - Plastic | After 2014 | n/a | Non-Lead | No | No |  | Single Family Residence | No | No | No
532 | 12667 | W Fm 174 | Windthorst | 76389 |  | 33.5679507 | -98.4135657 | Non-Lead - Plastic | No | After 2014 | Non-Lead - Plastic Main to Non-Lead - Copper to meter | Non-Lead - Plastic | After 2014 | n/a | Non-Lead | No | No |  | Single Family Residence | No | No | No
533 | 2614 | FM 2581 | Windthorst | 76389 |  | 33.5379016 | -98.4828060 | Non-Lead - Plastic | No | After 2014 | Non-Lead - Plastic Main to Non-Lead - Copper to meter | Non-Lead - Plastic | After 2014 | n/a | Non-Lead | No | No |  | Single Family Residence | No | No | No
534 | 330 | Humpert Ln | Windthorst | 76389 |  | 33.6094506 | -98.4362709 | Non-Lead - Plastic | No | After 2014 | Non-Lead - Plastic Main to Non-Lead - Copper to meter | Non-Lead - Plastic | After 2014 | n/a | Non-Lead | No | No |  | Single Family Residence | No | No | No
535 | 225 | Sales Rd | Windthorst | 76389 |  | 33.6061736 | -98.4356740 | Non-Lead - Plastic | No | After 2014 | Non-Lead - Plastic Main to Non-Lead - Copper to meter | Non-Lead - Plastic | After 2014 | n/a | Non-Lead | No | No |  | Single Family Residence | No | No | No
536 | 15062 | US Hwy 281 | Windthorst | 76389 | Use GPS Coordinates | 33.6274504 | -98.4494996 | Non-Lead - Plastic | No | After 2014 | Non-Lead - Plastic Main to Non-Lead - Copper to meter | Non-Lead - Plastic | After 2014 | n/a | Non-Lead | No | No |  | Single Family Residence | No | No | No
537 | 15130 | US Hwy 281 | Windthorst | 76389 | Use GPS Coordinates | 33.6274202 | -98.4494835 | Non-Lead - Plastic | No | After 2014 | Non-Lead - Plastic Main to Non-Lead - Copper to meter | Non-Lead - Plastic | After 2014 | n/a | Non-Lead | No | No |  | Single Family Residence | No | No | No
538 | 15062 | US Hwy 281 | Windthorst | 76389 |  | 33.6274392 | -98.4494996 | Non-Lead - Plastic | No | After 2014 | Non-Lead - Plastic Main to Non-Lead - Copper to meter | Non-Lead - Plastic | After 2014 | n/a | Non-Lead | No | No |  | Single Family Residence | No | No | No
539 | 2552 | Munchrath Rd | Windthorst | 76389 |  | 33.5640529 | -98.4861048 | Non-Lead - Plastic | No | After 2014 | Non-Lead - Plastic Main to Non-Lead - Copper to meter | Non-Lead - Plastic | After 2014 | n/a | Non-Lead | No | No |  | Single Family Residence | No | No | No
540 | 455 | Himmels Rd | Windthorst | 76389 |  | 33.6013657 | -98.4335649 | Non-Lead - Plastic | No | After 2014 | Non-Lead - Plastic Main to Non-Lead - Copper to meter | Non-Lead - Plastic | After 2014 | n/a | Non-Lead | No | No |  | Single Family Residence | No | No | No
541 | 436 | Sales Rd | Windthorst | 76389 |  | 33.6061674 | -98.4373437 | Non-Lead - Plastic | No | After 2014 | Non-Lead - Plastic Main to Non-Lead - Copper to meter | Non-Lead - Plastic | After 2014 | n/a | Non-Lead | No | No |  | Single Family Residence | No | No | No
542 | 450 | Luig Rd | Windthorst | 76389 |  | 33.6096682 | -98.4514606 | Non-Lead - Plastic | No | After 2014 | Non-Lead - Plastic Main to Non-Lead - Copper to meter | Non-Lead - Plastic | After 2014 | n/a | Non-Lead | No | No |  | Single Family Residence | No | No | No
543 | 19069 | US Hwy 281 | Windthorst | 76389 |  | 33.5707997 | -98.4386653 | Non-Lead - Plastic | No | After 2014 | Non-Lead - Plastic Main to Non-Lead - Copper to meter | Non-Lead - Plastic | After 2014 | n/a | Non-Lead | No | No |  | Single Family Residence | No | No | No
544 | 5322 | State Hwy 25 E | Windthorst | 76389 |  | 33.5781568 | -98.5203858 | Non-Lead - Plastic | No | After 2014 | Non-Lead - Plastic Main to Non-Lead - Copper to meter | Non-Lead - Plastic | After 2014 | n/a | Non-Lead | No | No |  | Single Family Residence | No | No | No
545 | 1710 | Pennartz Rd | Windthorst | 76389 |  | 33.5852476 | -98.4761961 | Non-Lead - Plastic | No | After 2014 | Non-Lead - Plastic Main to Non-Lead - Copper to meter | Non-Lead - Plastic | After 2014 | n/a | Non-Lead | No | No |  | Single Family Residence | No | No | No
546 | 1793 | Bell Rd | Windthorst | 76389 |  | 33.5507809 | -98.5541017 | Non-Lead - Plastic | No | After 2014 | Non-Lead - Plastic Main to Non-Lead - Copper to meter | Non-Lead - Plastic | After 2014 | n/a | Non-Lead | No | No |  | Single Family Residence | No | No | No
547 | 363 | Koetter Ln | Windthorst | 76389 |  | 33.5725872 | -98.4370661 | Non-Lead - Other | No | After 2014 | Non-Lead - Other: AC Main to Non-Lead - Copper to meter | Non-Lead - Plastic | After 2014 | n/a | Non-Lead | No | No |  | Single Family Residence | No | No | No
548 | 318 | Zots Rd | Windthorst | 76389 |  | 33.6272278 | -98.4161318 | Non-Lead - Plastic | No | After 2014 | Non-Lead - Plastic Main to Non-Lead - Copper to meter | Non-Lead - Plastic | After 2014 | n/a | Non-Lead | No | No |  | Single Family Residence | No | No | No
549 | 400 | Wolf Lane | Windthorst | 76389 |  | 33.5435578 | -98.5192662 | Non-Lead - Plastic | No | After 2014 | Non-Lead - Plastic Main to Non-Lead - Copper to meter | Non-Lead - Plastic | After 2014 | n/a | Non-Lead | No | No |  | Single Family Residence | No | No | No
550 | 18104 | US Hwy 281 | Windthorst | 76389 |  | 33.5853951 | -98.4370477 | Non-Lead - Plastic | No | After 2014 | Non-Lead - Plastic Main to Non-Lead - Copper to meter | Non-Lead - Plastic | After 2014 | n/a | Non-Lead | No | No |  | Building | No | No | No
551 | 18104 | US Hwy 281 | Windthorst | 76389 |  | 33.5853828 | -98.4370518 | Non-Lead - Plastic | No | After 2014 | Non-Lead - Plastic Main to Non-Lead - Copper to meter | Non-Lead - Plastic | After 2014 | n/a | Non-Lead | No | No |  | Building | No | No | No
552 | 2568 | Munchrath Rd | Windthorst | 76389 |  | 33.5640729 | -98.4868815 | Non-Lead - Plastic | No | After 2014 | Non-Lead - Plastic Main to Non-Lead - Copper to meter | Non-Lead - Plastic | After 2014 | n/a | Non-Lead | No | No |  | Single Family Residence | No | No | No
553 | 368 | Goedtken Rd | Windthorst | 76389 |  | 33.6038913 | -98.4363527 | Non-Lead - Plastic | No | After 2014 | Non-Lead - Plastic Main to Non-Lead - Copper to meter | Non-Lead - Plastic | After 2014 | n/a | Non-Lead | No | No |  | Single Family Residence | No | No | No
554 | 154 | Berend Acres #2 | Windthorst | 76389 |  | 33.5733449 | -98.4303946 | Non-Lead - Plastic | No | After 2014 | Non-Lead - Plastic Main to Non-Lead - Copper to meter | Non-Lead - Plastic | After 2014 | n/a | Non-Lead | No | No |  | Single Family Residence | No | No | No
555 | 1391 | Pennartz Rd | Windthorst | 76389 |  | 33.5905757 | -98.4758965 | Non-Lead - Plastic | No | After 2014 | Non-Lead - Plastic Main to Non-Lead - Copper to meter | Non-Lead - Plastic | After 2014 | n/a | Non-Lead | No | No |  | Single Family Residence | No | No | No
556 | 3935 | FM 2581 | Windthorst | 76389 |  | 33.5379017 | -98.5100279 | Non-Lead - Plastic | No | After 2014 | Non-Lead - Plastic Main to Non-Lead - Copper to meter | Non-Lead - Plastic | After 2014 | n/a | Non-Lead | No | No |  | Single Family Residence | No | No | No
557 | 12421 | W FM 174 | Windthorst | 76389 |  | 33.5661386 | -98.4092937 | Non-Lead - Plastic | No | After 2014 | Non-Lead - Plastic Main to Non-Lead - Copper to meter | Non-Lead - Plastic | After 2014 | n/a | Non-Lead | No | No |  | Single Family Residence | No | No | No
558 | 1016 | State Hwy 16 | Windthorst | 76389 |  | 33.4659095 | -98.4668932 | Non-Lead - Plastic | No | After 2014 | Non-Lead - Plastic Main to Non-Lead - Copper to meter | Non-Lead - Plastic | After 2014 | n/a | Non-Lead | No | No |  | Single Family Residence | No | No | No
559 | 425 | FM 2581 | Windthorst | 76389 |  | 33.5372188 | -98.4440634 | Non-Lead - Plastic | No | After 2014 | Non-Lead - Plastic Main to Non-Lead - Copper to meter | Non-Lead - Plastic | After 2014 | n/a | Non-Lead | No | No |  | Single Family Residence | No | No | No
560 | 369 | W Veitenheimer Rd | Windthorst | 76389 |  | 33.5942542 | -98.4243555 | Non-Lead - Plastic | No | After 2014 | Non-Lead - Plastic Main to Non-Lead - Copper to meter | Non-Lead - Plastic | After 2014 | n/a | Non-Lead | No | No |  | Other | No | No | No
561 | 610 | Trojan Rd | Windthorst | 76389 |  | 33.5702766 | -98.4434254 | Non-Lead - Other | No | After 2014 | Non-Lead - Other: AC Main to Non-Lead - Copper to meter | Non-Lead - Plastic | After 2014 | n/a | Non-Lead | No | No |  | Single Family Residence | No | No | No
562 | 325 | Humpert Ln | Windthorst | 76389 |  | 33.6096426 | -98.4363785 | Non-Lead - Plastic | No | After 2014 | Non-Lead - Plastic Main to Non-Lead - Copper to meter | Non-Lead - Plastic | After 2014 | n/a | Non-Lead | No | No |  | Single Family Residence | No | No | No
563 | 515 | Sales Rd | Windthorst | 76389 |  | 33.6060274 | -98.4388135 | Non-Lead - Plastic | No | After 2014 | Non-Lead - Plastic Main to Non-Lead - Copper to meter | Non-Lead - Plastic | After 2014 | n/a | Non-Lead | No | No |  | Single Family Residence | No | No | No
564 | 6104 | Fm 2581 | Windthorst | 76389 |  | 33.5385110 | -98.5424559 | Non-Lead - Plastic | No | After 2014 | Non-Lead - Plastic Main to Non-Lead - Copper to meter | Non-Lead - Plastic | After 2014 | n/a | Non-Lead | No | No |  | Single Family Residence | No | No | No
565 | 654 | FM 2581 | Windthorst | 76389 |  | 33.5375565 | -98.4492410 | Non-Lead - Plastic | No | After 2014 | Non-Lead - Plastic Main to Non-Lead - Copper to meter | Non-Lead - Plastic | After 2014 | n/a | Non-Lead | No | No |  | Single Family Residence | No | No | No
566 | 3291 | Munchrath Rd | Windthorst | 76389 |  | 33.5640293 | -98.4995021 | Non-Lead - Plastic | No | After 2014 | Non-Lead - Plastic Main to Non-Lead - Copper to meter | Non-Lead - Plastic | After 2014 | n/a | Non-Lead | No | No |  | Single Family Residence | No | No | No
567 | 291 | Sales Rd | Windthorst | 76389 |  | 33.6060130 | -98.4361202 | Non-Lead - Plastic | No | After 2014 | Non-Lead - Plastic Main to Non-Lead - Copper to meter | Non-Lead - Plastic | After 2014 | n/a | Non-Lead | No | No |  | Single Family Residence | No | No | No
568 | 257 | Munchrath Rd | Windthorst | 76389 |  | 33.5634092 | -98.4419162 | Non-Lead - Plastic | No | After 2014 | Non-Lead - Plastic Main to Non-Lead - Copper to meter | Non-Lead - Plastic | After 2014 | n/a | Non-Lead | No | No |  | Other | No | No | No
569 | 1068 | McMurty Rd | Windthorst | 76389 |  | 33.4810362 | -98.4712975 | Non-Lead - Plastic | No | After 2014 | Non-Lead - Plastic Main to Non-Lead - Copper to meter | Non-Lead - Plastic | After 2014 | n/a | Non-Lead | No | No |  | Single Family Residence | No | No | No
570 | 7380 | State Hwy 25 E | Windthorst | 76389 |  | 33.5778611 | -98.4882304 | Non-Lead - Plastic | No | After 2014 | Non-Lead - Plastic Main to Non-Lead - Copper to meter | Non-Lead - Plastic | After 2014 | n/a | Non-Lead | No | No |  | Single Family Residence | No | No | No
571 | 3741 | Pennartz Rd | Windthorst | 76389 |  | 33.5532594 | -98.4765052 | Non-Lead - Plastic | No | After 2014 | Non-Lead - Plastic Main to Non-Lead - Copper to meter | Non-Lead - Plastic | After 2014 | n/a | Non-Lead | No | No |  | Single Family Residence | No | No | No
572 | 12525 | W FM 174 | Windthorst | 76389 |  | 33.5666782 | -98.4110326 | Non-Lead - Plastic | No | After 2014 | Non-Lead - Plastic Main to Non-Lead - Copper to meter | Non-Lead - Plastic | After 2014 | n/a | Non-Lead | No | No |  | Single Family Residence | No | No | No
573 | 366 | Neeb Ln | Windthorst | 76389 |  | 33.5816808 | -98.4314332 | Non-Lead - Plastic | No | After 2014 | Non-Lead - Plastic Main to Non-Lead - Copper to meter | Non-Lead - Plastic | After 2014 | n/a | Non-Lead | No | No |  | Single Family Residence | No | No | No
574 | 909 | Wolf Rd | Windthorst | 76374 |  | 33.5261959 | -98.4637629 | Non-Lead - Plastic | No | After 2014 | Non-Lead - Plastic Main to Non-Lead - Copper to meter | Non-Lead - Plastic | After 2014 | n/a | Non-Lead | No | No |  | Single Family Residence | No | No | No
575 | 1042 | Conrady Rd | Windthorst | 76389 |  | 33.5797590 | -98.3971308 | Non-Lead - Plastic | No | After 2014 | Non-Lead - Plastic Main to Non-Lead - Copper to meter | Non-Lead - Plastic | After 2014 | n/a | Non-Lead | No | No |  | Single Family Residence | No | No | No
576 | 561 | Fm 2581 | Windthorst | 76389 |  | 33.5372246 | -98.4466176 | Non-Lead - Plastic | No | After 2014 | Non-Lead - Plastic Main to Non-Lead - Copper to meter | Non-Lead - Plastic | After 2014 | n/a | Non-Lead | No | No |  | Multiple Family Residence | No | No | No
577 | 430 | Schroeder Ln | Windthorst | 76389 |  | 33.5532530 | -98.4859704 | Non-Lead - Plastic | No | After 2014 | Non-Lead - Plastic Main to Non-Lead - Copper to meter | Non-Lead - Plastic | After 2014 | n/a | Non-Lead | No | No |  | Single Family Residence | No | No | No
578 | 387 | Peysen Rd | Windthorst | 76389 |  | 33.5929405 | -98.4504724 | Non-Lead - Plastic | No | After 2014 | Non-Lead - Plastic Main to Non-Lead - Copper to meter | Non-Lead - Plastic | After 2014 | n/a | Non-Lead | No | No |  | Single Family Residence | No | No | No

## GEC Permitted Values (hidden)
Location Information | [7 empty] | System-Owned Portion |  |  |  | Customer-Owned Portion |  |  | Entire Service Line | Other Potential Sources of Lead |  |  | Additional Information to Assign Tap Monitoring Tiering |  |  |  |  | Lead Service Line Replacement (LSLR)
Unique Service Line ID* | Street Number | Street Name* | City* | Zip Code* | Other Location Identifier | GPS Coordinate - Latitude (decimal degrees) | GPS Coordinates - Longitude (decimal degrees) | System-Owned Portion Service Line Material Classification* | If Non-Lead, Was Material Ever Previously Lead? | Service Line Installation Date | Notes | Customer-Owned Portion Service Line Material Classification* | Service Line Installation Date | Notes | Entire Service Line Material Classification (by Water System) | Is there a Lead Connector? | Is there Lead Solder in the Service Line? | List Other Fittings and Equipment Connected to the Service Line that Contain Lead | Building Type Connected to Service Line | Point-of-Entry or Point-of-Use Treatment Present? | Does the Interior Building Plumbing Contain Copper Pipes with Lead Solder Installed Before July 1, 1988? | Current LCR Sampling Site? | Sample Site Selection Criteria (Site Tier) | Date of System-Owned LSLR | Date of Customer-Owned LSLR
[8 empty] | Lead | Yes | Before 1989 |  | Lead | Before 1989 |  | Lead | Yes | Yes |  | Single Family Residence | Yes | Yes | No | Tier 1
[8 empty] | Lead-Lined Galvanized | No | Between 1989 and 2014 |  | Lead-Lined Galvanized | After 2014 |  | Galvanized Requiring Replacement | No | No |  | Multiple Family Residence | No | No | Yes | Tier 2
[8 empty] | Galvanized | Don't Know | After 2014 |  | Galvanized | Between 1989 and 2014 |  | Non-Lead | Don't Know | Don't Know |  | Building | Unknown | Unknown |  | Tier 3
[8 empty] | Non-Lead - Copper |  | Unknown |  | Non-Lead - Copper | Unknown |  | Unknown |  |  |  | Other |  |  |  | Tier 4
[8 empty] | Non-Lead - Plastic |  |  |  | Non-Lead - Plastic | [10 empty] | Tier 5
[8 empty] | Non-Lead - Other |  |  |  | Non-Lead - Other
[8 empty] | Unknown - Likely Lead |  |  |  | Unknown - Likely Lead
[8 empty] | Unknown - Unlikely Lead |  |  |  | Unknown - Unlikely Lead
[8 empty] | Unknown - Material Unknown |  |  |  | Unknown - Material Unknown
[8 empty] | Non-Lead |  |  |  | Non-Lead